## Schedule No. I
Substation Package B
Kreditanstalt für Wiederaufbau (KfW)
Nepal Electricity Authority (NEA)
Schedule No. I: Plant, and Mandatory Spare Parts Supplied from Abroad
Item | Description | Code | Unit | Quantity | Unit Price | Total Price
|  | (Country of origin) |  |  | CIP | CIP
[5 empty] | (USD) | (USD)
|  |  |  | 1 | 2 | 3=1x2
1 | 220kV Extension of the 132kV switchyard in Lekhnath
1.1 | Extension of existing 132kV Switchyard
1.1.1 | 132kV Transformer Bays (E13, E14)
1.1.1.1 | Set of 3-pole circuit breaker |  | set | 2
1.1.1.2 | Sets of 3-pole disconnector with earthing switch |  | set | 4
1.1.1.3 | Set of 3-pole pantograph disconnector |  | set | 2
1.1.1.4 | 1-pole current transformer |  | nos | 6
1.1.1.5 | 1-pole voltage transformer |  | nos | 6
1.1.1.6 | Gantries for busbar and feeders |  | lot | 1
1.1.1.7 | Busbar and feeder conductors |  | lot | 1
1.1.1.8 | Insulators and fittings |  | lot | 1
1.1.1.9 | All other necessary equipment and materials to complete the supply and the installation |  | lot | 1
1.1.2 | Transformer AIS equipment and auxiliary system for fast reconnection of the spare transformer unit
1.1.2.1 | Surge arresters for the 220 kV transformer side |  | nos | 7
1.1.2.2 | Surge arresters for the 132 kV transformer side |  | nos | 7
1.1.2.3 | Surge arresters for the tertiary (33 kV) side |  | nos | 7
1.1.2.4 | Gantries for 220 kV and 132 kV auxiliary busbar |  | lot | 1
1.1.2.5 | OHL conductors for 220 kV and 132 kV auxiliary busbar for fast reconnection of the spare transformer unit |  | lot | 1
1.1.2.6 | 220 kV insulators and fittings |  | lot | 1
1.1.2.7 | 132 kV insulators and fittings |  | lot | 1
1.1.2.8 | Materials for the interconnection of the auto-transformers tertiaries with the new 33 kV switchgear by means of busbar and cable including facility for fast reconnection of spare transformer |  | lot | 1
1.1.2.9 | All other necessary equipment and materials to complete the supply and the installation |  | lot | 1
1.1.3 | Additional extension and relocation works
1.1.3.1 | All necessary equipment and materials for relocation of existing lighting poles affected by the extension of the 132 kV switchyard |  | lot | 1
1.1.3.2 | All necessary equipment and materials for relocation of two (2) existing lightning protection masts affected by the extension of the 132 kV switchyard |  | lot | 1
1.1.3.3 | All necessary equipment and materials for relocation, within the substation’s property, of an out-of-service transformer currently located in front of bay E14 |  | lot | 1
1.2 | 220/132/33kV Autotransformer
1.2.1 | Single-phase autotransformers 220/132/33 kV 100 MVA/phase, equipped with on-load tap changer |  | nos | 7
1.2.2 | Automatic voltage regulator, including the relevant software and integration in the SCMS |  | set | 2
1.2.3 | Online transformer condition monitoring system, including the relevant software and integration in the SCMS |  | set | 7
1.2.4 | All other necessary equipment and materials to complete the supply and the installation |  | lot | 1
1.3 | 220 kV Gas Insulated Switchgear
1.3.1 | Transformer bay (D03, D07) with GIB and SF6/air bushings |  | set | 2
1.3.2 | Local control panel with bay cabling for feeder D03, D07 |  | set | 2
1.3.3 | OHL Bay (D04, D06) with GIB and SF6/air bushings |  | set | 2
1.3.4 | Local control panel with bay cabling for feeder D04, D06 |  | set | 2
1.3.5 | Measuring Bay (D05) |  | set | 1
1.3.6 | Bus Coupler Bay D05 |  | set | 1
1.3.7 | Local control panel with bay cabling for feeder D05 and (D05), including cable connections to bus bar measuring and bus bar earthing |  | set | 1
1.3.8 | Sensors for partial discharge measurement |  | lot | 1
1.3.9 | Provision (light sensor) for future arc detection |  | lot | 1
1.3.10 | GIS steel supports for all bays and for GIB's, including wall bushings (material from GIS manufacturer for closing the wall openings) |  | lot | 1
1.3.11 | Wall boards as specified (typical bay sections, single line diagram and gas compartment plan, gas density rules, gas temperature pressure curves etc.) |  | lot | 1
1.3.12 | Key box including specified labelled keys and pad locks for 220kV GIS |  | lot | 1
1.3.13 | All other necessary equipment and materials to complete the supply and the installation |  | lot | 1
1.4 | 220 kV AIS Equipment
1.4.1 | 220kV OHL surge arresters |  | nos | 6
1.4.2 | 220kV capacitive voltage transformers |  | unit | 6
1.4.3 | 220 kV OHL gantry |  | lot | 1
1.4.4 | 220 kV insulators and fittings |  | lot | 1
1.4.5 | All other necessary equipment and materials to complete the supply and the installation |  | lot | 1
1.5 | 33 kV Switchgear
1.5.1 | Outgoing feeder to auxiliary transformer (K02, K04) |  | set | 2
1.5.2 | Riser measurement panel (K01, K03) |  | set | 2
1.5.3 | All other necessary equipment, accessories and materials to complete the supply and the installation |  | lot | 1
1.6 | Zig Zag Earthing Auxiliary Transformers
1.6.1 | Three-phase zig zag auxiliary transformers 33/0.4 kV, hermetically sealed type with off load tap changer, each of minimum 630 kVA |  | nos | 2
1.6.2 | Tank mounted surge arresters for the primary (33 kV) side. |  | unit | 6
1.6.3 | All other necessary equipment and materials to complete the supply and the installation |  | lot | 1
1.7 | LV Auxiliary Power Supply System
1.7.1 | 0.4 kV main switchgear, metal-clad type |  | set | 1
1.7.2 | 220 V DC switchgear with two bus sections |  | set | 1
1.7.3 | 220 V battery chargers |  | set | 2
1.7.4 | 220 V DC batteries of Ni-Cd type, each with a minimum capacity of 600 Ah (10h discharge rate) |  | set | 2
1.7.5 | 48 V DC switchgear with two bus sections |  | set | 1
1.7.6 | 48 V battery chargers |  | set | 2
1.7.7 | 48 V DC batteries of Ni-Cd type, each with a minimum capacity of 150 Ah |  | set | 2
1.7.8 | 230 V AC UPS System |  | set | 2
1.7.9 | All other necessary equipment and materials to complete the supply and the installation |  | lot | 1
1.8 | Diesel generator unit (DGU)
1.8.1 | Diesel generator unit, minimum of 50 kVA, in a prefabricated container equipped with fire-detection system and exhaust gas evacuation system including fuel tank |  | set | 1
1.8.2 | All other necessary equipment and materials to complete the supply and the installation |  | lot | 1
1.9 | Protection & Control
1.9.1 | 220 kV OHL Protection Terminals incl. POW control and BCU (D04, D06) |  | set | 2
1.9.2 | 220kV Bus coupler (D05) and Busbar Protections and BCU |  | set | 1
1.9.3 | 300MVA 220 kV side autotransformer protection incl. POW control and BCU (D03, D07) |  | set | 2
1.9.4 | 300MVA 132kV side autotransformer protection and BCU (E13, E14) |  | set | 2
1.9.5 | 20MVA 33kV side autotransformer bay control and protection BCPU (K01, K03) (installed in MV Switchgear) |  | set | 2
1.9.6 | Auxiliary Earthing Tansformer bay control and protection BCPU (K02, K04) (installed in MV Switchgear) |  | set | 2
1.9.7 | Marshalling panel for the transformer control circuits for fast reconnection of spare transformer |  | set | 2
1.9.8 | All other necessary equipment and materials to complete the supply and the installation |  | lot | 1
1.10 | Synchrophasor Measurement Unit (PMU) for monitoring voltage and current as defined in the Scope, including software, documentation, cubicles, accessories |  | lot | 1
1.11 | SCADA and SCMS
1.11.1 | SCADA and SCMS system for new 220/132/33/11 kV Substation including all necessary cabling, cubicles, desks, chairs, equipment and materials to complete the supply and the installation, The Contractor shall ensure that after handing over, a minimum of 50% spare function capacity (hardware and software, number of I/O to be handled by the SCMS) |  | set | 1
1.11.2 | Equipment and material for interfacing with NLDC/ECC including all necessary cabling, cubicles, equipment and materials to complete the supply and the installation |  | set | 1
1.11.3 | Equipment and material for interfacing with Existing Lekhnath 132 kV Substation including all necessary cabling, cubicles, equipment and materials to complete the supply and the installation |  | set | 1
1.12 | Telecommunication
1.12.1 | SDH Equipment SDH node for FOC connections to the new 220/132/33/11kV GIS Damauli Substation and to the existing 132/33/11kV Lekhnath Substation |  | lot | 1
1.12.2 | Fibre optical cables and patch cords |  | lot | 1
1.12.3 | Optical Distribution Frame and accessories |  | lot | 1
1.12.4 | IP-PBX telephony system, including appropriate telephone sets |  | lot | 1
1.12.5 | All other necessary cubicles, software, equipment and materials to complete the supply and the installation |  | lot | 1
1.13 | Metering
1.13.1 | Meter for 220kV OHL Main & Control |  | set | 2
1.13.2 | Meter for 220/132/33 kV autotransformers (220 kV side and 132 kV side) Main & Control |  | set | 4
1.13.3 | Meter for auxiliary transformers Main & Control |  | set | 4
1.13.4 | Communication equipment (Ethernet Switches / Patch Panels / FOs / Cables etc..) |  | lot | 1
1.13.5 | GPRS-GSM communication device |  | set | 1
1.13.6 | Cabinet |  | lot | 1
1.13.7 | Notebook PC including related software for local access for meter reading |  | set | 1
1.13.8 | All other necessary, software, equipment and materials to complete the supply and the installation |  | lot | 1
1.14 | Power and Control Cables
1.14.1 | 33 kV Cables, sealing ends, terminals and accessories for33kV auxiliary system including accessories |  | lot | 1
1.14.2 | LV Power and Control cables and accessories for auxiliary supply, protection, control, metering, fire protection, including accessories |  | lot | 1
1.14.3 | All other necessary equipment and materials to complete the supply and the installation |  | lot | 1
1.15 | Earthing and lightning protection systems |  | lot | 1
1.16 | Lighting and small power system |  | lot | 1
1.17 | Fire Protection system
1.17.1 | Fire detection system |  | lot | 1
1.17.2 | Portable fire extinguishers |  | lot | 1
1.17.3 | Fire fighting system
1.17.3.1 | Containerised fire fighting pump system |  | lot | 1
1.17.3.2 | Fire fighting water tank |  | lot | 1
1.17.3.3 | Fire fighting water supply pump with well |  | lot | 1
1.17.3.4 | Transformer deluge systems for power transformers |  | set | 7
1.17.3.5 | Fire hydrant network and interconnection piping |  | lot | 1
1.17.3.6 | All accessories necessary for the satisfactory operation of the system but which are not separately listed |  | lot | 1
1.18 | CCTV system
1.18.1 | Central unit |  | set | 1
1.18.2 | Control panel |  | set | 1
1.18.3 | Monitor |  | set | 2
1.18.4 | Indoor Camera |  | lot | 1
1.18.5 | Outdoor Camera |  | lot | 1
1.18.6 | All other necessary equipment and materials to complete the extension |  | lot | 1
1.19 | Building Equipment
1.19.1 | Overhead travelling crane in 220kV GIS room |  | lot | 1
1.19.2 | Ventilation system for 220kV GIS room |  | lot | 1
1.19.3 | Airconditioning and ventilation for Control Building |  | lot | 1
2 | Construction of 220/132/33/11 kV substation in Damauli
2.1 | 220 kV Gas Insulated Switchgear
2.1.1 | OHL Bays with GIB and SF6/air bushings (D06, D07, D08, D13, D14, D15) |  | set | 6
2.1.2 | Local control panel with bay cabling for feeder (D06, D07, D08, D13, D14, D15) |  | set | 6
2.1.3 | 220/132kV Transformer Bay with GIB and SF6/air bushings (D09 and D12) |  | set | 2
2.1.4 | Local control panel with bay cabling for feeder (D09 and D12) |  | set | 2
2.1.5 | Bus Coupler Bays (D05, D16) |  | set | 2
2.1.6 | Local control panel with bay cabling for feeder (D05, D16) |  | set | 2
2.1.7 | Measuring Bays ((D10) and (D11)) |  | set | 2
2.1.8 | Busbar Sectionalizers (D10, D11) |  | set | 2
2.1.9 | Local control panel with bay cabling for feeder D10 and D11, including cable connections to bus bar measuring and bus bar earthing |  | set | 2
2.1.10 | Sensors for partial discharge measurement |  | lot | 1
2.1.11 | Provision (light sensor) for future arc detection |  | lot | 1
2.1.12 | GIS steel supports for all bays and for GIB's, including wall bushings (material from GIS manufacturer for closing the wall openings) |  | lot | 1
2.1.13 | Wall boards as specified (typical bay sections, single line diagram and gas compartment plan, gas density rules, gas temperature pressure curves etc.) |  | lot | 1
2.1.14 | Key box including specified labelled keys and pad locks for 220kV GIS |  | lot | 1
2.1.15 | All other necessary equipment and materials to complete the supply and the installation |  | lot | 1
2.2 | 220 kV AIS Equipment
2.2.1 | 220kV OHL surge arresters |  | nos | 18
2.2.2 | 220kV capacitive voltage transformers |  | nos | 18
2.2.3 | 220 kV OHL gantry |  | lot | 1
2.2.4 | 220 kV insulators and fittings |  | lot | 1
2.2.5 | All other necessary equipment and materials to complete the supply and the installation |  | lot | 1
2.3 | 132 kV Gas Insulated Switchgear
2.3.1 | 220/132kV Transformer Bays with cable connections (E02, E06) |  | set | 2
2.3.2 | Local control panel with bay cabling for feeder E02, E06 |  | set | 2
2.3.3 | OHL Bays with GIB and SF6/air bushings (E03, E07) |  | set | 2
2.3.4 | Local control panel with bay cabling for feeder E03, E07 |  | set | 2
2.3.5 | 132/33kV Transformer Bay with GIB and SF6/air bushings (E01, E05) |  | set | 2
2.3.6 | Local control panel with bay cabling for feeder E01, E05 |  | set | 2
2.3.7 | Measuring Bay (E04) |  | set | 1
2.3.8 | Bus Coupler E04 |  | set | 1
2.3.9 | Local control panel with bay cabling for feeder E04 and (E04), including cable connections to bus bar measuring and bus bar earthing |  | set | 1
2.3.10 | Sensors for partial discharge measurement |  | lot | 1
2.3.11 | Provision (light sensor) for future arc detection |  | lot | 1
2.3.12 | GIS steel supports for all bays and for GIB's, including wall bushings (material from GIS manufacturer for closing the wall openings) |  | lot | 1
2.3.13 | Wall boards as specified (typical bay sections, single line diagram and gas compartment plan, gas density rules, gas temperature pressure curves etc.) |  | lot | 1
2.3.14 | Key box including specified labelled keys and pad locks for 132kV GIS |  | lot | 1
2.3.15 | All other necessary equipment and materials to complete the supply and the installation |  | lot | 1
2.4 | 132 kV AIS Equipment
2.4.1 | 132 kV OHL surge arresters |  | nos | 6
2.4.2 | 132 kV capacitive voltage transformers |  | nos | 6
2.4.3 | 132 kV OHL gantry |  | lot | 1
2.4.4 | 132 kV insulators and fittings |  | lot | 1
2.4.5 | All other necessary equipment and materials to complete the supply and the installation |  | lot | 1
2.5 | Power Transformers
2.5.1 | 220/132 Power Transformer
2.5.1.1 | Three-phase power transformer 220/132 kV 50/63 MVA, equipped with on-load tap changer |  | nos | 2
2.5.1.2 | line surge arresters for the primary (220 kV) side |  | nos | 6
2.5.1.3 | line surge arresters for the secondary (132 kV) side |  | nos | 6
2.5.1.4 | automatic voltage regulator, including the relevant software and integration in the SCMS |  | set | 2
2.5.1.5 | All other necessary equipment and materials to complete the supply and the installation |  | lot | 1
2.5.2 | 132/33 kV Power Transformer
2.5.2.1 | Three-phase power transformer 132/33kV 24/30 MVA, equipped with on-load tap changer |  | nos | 2
2.5.2.2 | Line surge arresters for the secondary (132 kV) side |  | nos | 6
2.5.2.3 | Line surge arresters for the secondary (33 kV) side |  | nos | 6
2.5.2.4 | Automatic voltage regulator, including the relevant software and integration in the SCMS |  | set | 2
2.5.2.5 | All other necessary equipment and materials to complete the supply and the installation |  | lot | 1
2.5.3 | 33/11 kV Power Transformer
2.5.3.1 | Three-phase power transformer 33/11kV 6/8 MVA, equipped with on-load tap changer |  | nos | 2
2.5.3.2 | Line surge arresters for the secondary (33 kV) side |  | nos | 6
2.5.3.3 | Line surge arresters for the secondary (11 kV) side |  | nos | 6
2.5.3.4 | Automatic voltage regulator, including the relevant software and integration in the SCMS |  | set | 2
2.5.3.5 | All other necessary equipment and materials to complete the supply and the installation |  | lot | 1
2.6 | MV Metal Clad AIS Switchgear
2.6.1 | 33 kV Switchgear
2.6.1.1 | Incomers for 132/33kV transformer connection (J02, J11) |  | nos | 2
2.6.1.2 | Outgoing feeders (J04, J10) |  | nos | 2
2.6.1.3 | Outgoing feeder 33/11 kV transformer (J03, J12) |  | nos | 2
2.6.1.4 | Outgoing feeders to auxiliary transformer (J05, J09) |  | nos | 2
2.6.1.5 | Bus tie (J07) |  | nos | 1
2.6.1.6 | Riser measurement panel (J08) |  | nos | 1
2.6.1.7 | Measurement panel (J06) |  | nos | 1
2.6.1.8 | All other necessary equipment, accessories and materials to complete the supply and the installation |  | lot | 1
2.6.2 | 11 kV Switchgear
2.6.2.1 | Incomers for 33/11kV transformer connection (K03, K08) |  | nos | 2
2.6.2.2 | Outgoing feeders (K04, K05, K09, K11, K12) |  | nos | 5
2.6.2.3 | Bus tie (K07) |  | nos | 1
2.6.2.4 | Riser measurement panel (K06) |  | nos | 1
2.6.2.5 | Measurement panel (K10) |  | nos | 1
2.6.2.6 | All other necessary equipment, accessories and materials to complete the supply and the installation |  | lot | 1
2.7 | Auxiliary Transformers
2.7.1 | Three-phase auxiliary transformers 33/0.4 kV, hermetically sealed type with off load tap changer, each of minimum 630 kVA |  | nos | 2
2.7.2 | Tank mounted surge arresters for the primary (33 kV) side. |  | nos | 6
2.7.3 | All other necessary equipment and materials to complete the supply and the installation |  | lot | 1
2.8 | LV Auxiliary Power Supply System
2.8.1 | 0.4 kV main switchgear, metal-clad type |  | set | 1
2.8.2 | 220 V DC switchgear with two bus sections |  | set | 1
2.8.3 | 220 V battery chargers |  | set | 2
2.8.4 | 220 V DC batteries of Ni-Cd type, each with a minimum capacity of 600 Ah (10h discharge rate) |  | set | 2
2.8.5 | 48 V DC switchgear with two bus sections |  | set | 1
2.8.6 | 48 V battery chargers |  | set | 2
2.8.7 | 48 V DC batteries of Ni-Cd type, each with a minimum capacity of 150 Ah |  | set | 2
2.8.8 | 230 V AC UPS System |  | set | 2
2.8.9 | All other necessary equipment and materials to complete the supply and the installation |  | lot | 1
2.9 | Diesel generator unit (DGU)
2.9.1 | Diesel generator unit, minimum of 100 kVA, in a prefabricated container equipped with fire-detection system and exhaust gas evacuation system including fuel tank |  | set | 1
2.9.2 | All other necessary equipment and materials to complete the supply and the installation |  | lot | 1
2.10 | Protection & Control
2.10.1 | 220 kV OHL Protection Terminals incl. POW control and BCU (D06, D07, D08, D13, D14, D15) |  | set | 6
2.10.2 | 220kV Bus-sectionaliser and Busbar protection and BCU (D10, D11) |  | set | 2
2.10.3 | 220kV Bus-coupler and Busbar protection (D05, D16) |  | set | 2
2.10.4 | 50/63 MVA 220/132 kV Transformer 220 kV side protection and BCU (D09, D12) |  | set | 2
2.10.5 | 50/63 MVA 220/132/ kV Transformer 132 kV side protection and BCU (E02, E06) |  | set | 2
2.10.6 | 132 kV OHL Protection Terminals and BCU (E03, E07) |  | set | 2
2.10.7 | 132kV Bus-coupler and Busbar protections and BCU (E04) |  | set | 1
2.10.8 | 132/33kV 24/30 MVA Transformer feeder protection 132 kV side and BCU (E01, E05) |  | set | 2
2.10.9 | 132/33kV 24/30 MVA Transformer feeder bay control and protection (BCPU) 33 kV side (J02, J09) (installed in 33 kV switchgear) |  | set | 2
2.10.10 | 33kV Bus-coupler bay control and protection (BCPU) (J07) (installed in 33 kV switchgear) |  | set | 1
2.10.11 | 33kV Feeder bay control and protection (BCPU) (J04, J08) |  | set | 2
2.10.12 | 33/11kV 8/10MVA Transformer feeder bay control and protection (BCPU) 33 kV side (J03, J10) (installed in 33 kV switchgear) |  | set | 2
2.10.13 | 33/11kV 8/10MVA Transformer feeder protection 11 kV side (K03, K08) (installed in 11 kV switchgear) |  | set | 2
2.10.14 | 11kV Feeder bay control and protection (BCPU) (K04, K05, K11, K12, K13, K14) (installed in 11 kV switchgear) |  | set | 5
2.10.15 | 11kV Auxiliary Transformer Feeder bay control and protection (BCPU) (K06, K10) (installed in 11 kV switchgear) |  | set | 2
2.10.16 | 11kV Bus-coupler protection (K07) |  | set | 1
2.10.17 | All other necessary equipment and materials to complete the supply and the installation |  | lot | 1
2.11 | Synchrophasor Measurement Unit (PMU) for monitoring voltage and current as defined in the Scope, including software, documentation, cubicles, accessories |  | set | 1
2.12 | SCADA and SCMS
2.12.1 | SCADA and SCMS system for new 220/132/33/11 kV Substation including all necessary cabling, cubicles, desks, chairs, equipment and materials to complete the supply and the installation, The Contractor shall ensure that after handing over, a minimum of 50% spare function capacity (hardware and software, number of I/O to be handled by the SCMS) |  | lot | 1
2.12.2 | Equipment and material for interfacing with NLDC/ECC including all necessary cabling, cubicles, equipment and materials to complete the supply and the installation |  | lot | 1
2.12.3 | Equipment and material for interfacing with future New Damauli 400 kV Substation including all necessary cabling, cubicles, equipment and materials to complete the supply and the installation |  | lot | 1
2.13 | Telecommunication
2.13.1 | SDH Equipment SDH node for FOC connections of new 220 kV GIS Lekhnath Substation, to Tanahu HPP, 220 kV Bharatpur Substation, Old Damauli and 132 kV Bharatpur. |  | lot | 1
2.13.2 | Fibre optical cables, including approach cable from splicing box to SDH equipment and patch cords |  | lot | 1
2.13.3 | Optical Distribution Frame and accessories |  | lot | 1
2.13.4 | IP-PBX telephony system, including appropriate telephone sets |  | lot | 1
2.13.5 | All other necessary cubicles, software, equipment and materials to complete the supply and the installation |  | lot | 1
2.14 | Metering
2.14.1 | Meter for 220kV OHL Main & Control |  | set | 6
2.14.2 | Meter for 132 OHL Main & Control |  | set | 2
2.14.3 | Meter for 220/132 kV Transformers, (220 kV side and 132 kV side), Main & Control |  | set | 4
2.14.4 | Meter for 132/33 kV Transformers, 132 kV side and 33 kV side), Main & Control |  | set | 4
2.14.5 | Meter for 33/11 kV Transformers, (33 kV side and 11 kV side), Main & Control |  | set | 4
2.14.6 | Meter for 33 kV Feeders Main & Control |  | set | 2
2.14.7 | Meter for 11 kV Feeders Main & Control |  | set | 5
2.14.8 | Meter for auxiliary transformers Main & Control |  | set | 2
2.14.9 | Communication equipment (Ethernet Switches / Patch Panels / FOs / Cables etc..) |  | lot | 1
2.14.10 | GPRS-GSM communication device |  | lot | 1
2.14.11 | Cabinet |  | lot | 1
2.14.12 | Notebook PC including related software for local access for meter reading |  | set | 1
2.14.13 | All other necessary, software, equipment and materials to complete the supply and the installation |  | lot | 1
2.15 | Power and Control Cables
2.15.1 | HV cable systems comprising 132 kV XLPE cables for the connection between the secondary windings of 220/132 kV transformers and the 132 kV switchgear |  | lot | 1
2.15.2 | MV cable systems comprising 33 kV XLPE cables for the connection between secondary windings of 132/33 kV transformers and 33 kV switchgear |  | lot | 1
2.15.3 | MV cable systems comprising 33 kV XLPE cables for the connection between 33 kV switchgear and 33/11 kV transformers |  | lot | 1
2.15.4 | MV cable systems comprising 33 kV XLPE cables for the connection between 33kV switchgear and auxiliary transformers |  | lot | 1
2.15.5 | MV cable systems comprising 11 kV XLPE cables for the connection between secondary windings of 33/11 kV transformers and 11 kV switchgear |  | lot | 1
2.15.6 | MV cable systems comprising 11 kV XLPE cables for the connection of three 11 kV feeders between between 11 kV switchgear and distribution OHL pole location on the north side of the substation towards the river |  | lot | 1
2.15.7 | LV Power and Control cables and accessories for auxiliary supply, protection, control, metering including accessories |  | lot | 1
2.15.8 | All other necessary equipment and materials to complete the supply and the installation |  | lot | 1
2.16 | Earthing and lightning protection systems |  | lot | 1
2.17 | Lighting and small power system |  | lot | 1
2.18 | Fire Protection system
2.18.1 | Fire detection system |  | lot | 1
2.18.2 | Portable fire extinguishers |  | lot | 1
2.18.3 | Fire fighting system
2.18.3.1 | Containerised fire fighting pump system |  | lot | 1
2.18.3.2 | Fire fighting water tank |  | lot | 1
2.18.3.3 | Fire fighting water supply pump with well |  | lot | 1
2.18.3.4 | Transformer deluge systems for power transformers |  | set | 6
2.18.3.5 | Fire hydrant network and interconnection piping |  | lot | 1
2.18.3.6 | All accessories necessary for the satisfactory operation of the system but which are not separately listed |  | lot | 1
2.19 | CCTV system
2.19.1 | Central unit |  | set | 1
2.19.2 | Control panel |  | set | 1
2.19.3 | Monitor |  | set | 2
2.19.4 | Indoor Camera |  | lot | 1
2.19.5 | Outdoor Camera |  | lot | 1
2.19.6 | All other necessary equipment and materials to complete the extension |  | lot | 1
2.20 | Building Equipment
2.20.1 | Overhead travelling crane for 220kV GIS room |  | lot | 1
2.20.2 | Ventilation System for 220kV GIS room |  | lot | 1
2.20.3 | Overhead travelling crane for 132kV GIS room |  | lot | 1
2.20.4 | Ventilation System for 132kV GIS room |  | lot | 1
2.20.5 | Airconditioning and Ventilatiopn for Control Building |  | lot | 1
2.20.6 | Airconditioning for Guard House |  | lot | 1
3 | Mandatory Spare Parts
3.1 | High Voltage GIS equipment
3.1.1 | For 220 kV GIS
3.1.1.1 | Close coils (four of each type installed) |  | lot | 1
3.1.1.2 | Trip coils (four of each type installed) |  | lot | 1
3.1.2 | For 132 kV GIS
3.1.2.1 | Close coils (four of each type installed) |  | lot | 1
3.1.2.2 | Trip coils (four of each type installed) |  | lot | 1
3.2 | High Voltage AIS equipment
3.2.1 | For 220 kV equipment
3.2.1.1 | 1-ph capacitive voltage transformer |  | nos | 2
3.2.1.2 | 1-ph lighting arrester, including one counter |  | nos | 3
3.2.1.3 | Tension insulator set |  | set | 3
3.2.1.4 | Suspension insulator set |  | set | 3
3.2.1.5 | Clamps and fittings (five of of each type installed) |  | set | 1
3.2.2 | For 132 kV circuit breakers
3.2.2.1 | Single pole of circuit breaker |  | set | 1
3.2.2.2 | Driving mechanism single-pole |  | set | 1
3.2.2.3 | Close coils (four of each type installed) |  | lot | 1
3.2.2.4 | Trip coils (four of each type installed) |  | lot | 1
3.2.3 | For 132 kV disconnectors and earthing switches
3.2.3.1 | Disconnector contacts |  | set | 2
3.2.3.2 | Earthing switch contacts |  | set | 2
3.2.3.3 | Motor of disconnector drive |  | set | 1
3.2.3.4 | Motor of earthing switch drive |  | set | 1
3.2.3.5 | Aux. contact block for disconnector and earthing switch |  | set | 1
3.2.4 | For other 132 kV equipment
3.2.4.1 | 1-ph lighting arrester, including one counter |  | nos | 1
3.2.4.2 | Tension insulator set |  | set | 5
3.2.4.3 | Suspension insulator set |  | set | 5
3.2.4.4 | Clamps and fittings (ten of of each type installed) |  | set | 1
3.3 | Autotransformers and Power Transformers
3.3.1 | Bushing (one of each type HV/MV/LV/Neutral)
3.3.1.1 | For 220/132/33 kV Autotransformers |  | lot | 2
3.3.1.2 | For 220/132 kV Power Transformers |  | lot | 1
3.3.1.3 | For 132/33 kV Power Transformers |  | lot | 1
3.3.1.4 | For 33/11 kV Power Transformers |  | lot | 1
3.3.1.5 | Transformer oil set of drums with minimum 5% of total oil volume of all transformers installed |  | lot | 1
3.3.1.6 | Air drying agent sufficient quantity for 5 replacements for all transformers installed |  | lot | 1
3.4 | For MV switchgear
3.4.1 | For 33 kV switchgear
3.4.1.1 | 33kV Withdrawable Circuit Breaker with breaker trolley |  | nos | 1
3.4.1.2 | 33kV Surge arrester |  | nos | 3
3.4.1.3 | 33kV Fuse (six of each rating) |  | lot | 1
3.4.2 | For 11 kV switchgear
3.4.2.1 | 11kV Withdrawable Circuit Breaker with breaker trolley |  | nos | 2
3.4.2.2 | 11kV Surge arrester |  | nos | 3
3.4.2.3 | 11kV Fuse (six of each rating) |  | lot | 1
3.5 | For LV Auxiliary Power Supply System
3.5.1 | For 0.4 kV main switchgear / 220 V DC switchgear / 48 V DC switchgear
3.5.1.1 | Incoming Circuit Breaker 5% of each type and rating totally installed but as a minimum 2 unit of each type and size |  | lot | 1
3.5.1.2 | Outgoing Circuit Breaker 5% of each type and rating totally installed but as a minimum 2 unit of each type and size |  | lot | 1
3.5.1.3 | Outgoing feeder terminal block (five complete three phase / PE / N blocks of each type and size) |  | lot | 1
3.5.1.4 | Surge arrester |  | lot | 1
3.5.2 | Batteries
3.5.2.1 | 220 V battery cell Connector |  | nos | 5
3.5.2.2 | 48 V battery cell Connector |  | nos | 5
3.6 | For Diesel generator unit (DGU)
3.6.1 | Air filter |  | set | 3
3.6.2 | Oil filter |  | set | 5
3.6.3 | Fuel filter |  | set | 5
3.6.4 | Motor lube oil (three fillings) |  | lot | 1
3.6.5 | Gaskets (two of each type) |  | lot | 1
3.7 | For protection equipment
3.7.1 | Line differential protection relay (one of each type) |  | set | 1
3.7.2 | Transformer differential protection relay (one of each type) |  | set | 1
3.7.3 | Busbar differential protection relay decentral field unit (one of each type) |  | set | 1
3.7.4 | Busbar differential protection relay entral unit (one of each type) |  | set | 1
3.7.5 | Overcurrent protetction relay (one of each type) |  | set | 1
3.7.6 | HV Bay Control unit (one of each type) |  | set | 1
3.7.7 | Combined protection and bay control for MV switchgear |  | set | 1
3.7.8 | Lockout Relay |  | set | 4
3.7.9 | Trip circuit supervision Relay |  | set | 4
3.7.10 | CT circuit test terminal block (complete for three phase circuit, ten of each type and size) |  | lot | 2
3.7.11 | VT circuit test terminal block (complete for three phase circuit, ten of each type and size) |  | lot | 2
3.8 | For SCMS and SCADA system
3.8.1 | Complete set of spare parts for the entire SCMS System of Lekhnath and Damauli substations, comprising at minimum 20% of each device applied per system but as a minimum 1 pc of each item |  | lot | 1
3.9 | For telecommunications system
3.9.1 | Complete set of spare parts for the entire Telecommunication System of Lekhnath and Damauli substations, comprising at minimum 20% of each device applied per system but as a minimum 1 pc of each item |  | lot | 1
3.10 | Metering system
3.10.1 | Meters (one of each type) |  | nos | 2
3.10.2 | Communication equipment (Ethernet switches and Patch panels) |  | set | 2
3.10.3 | GPRS-GSM communication device |  | set | 1
3.11 | For LV Auxiliary System, Protection, Metering and Control Cubicles, etc. in General
3.11.1 | Miniature Circuit Breaker (MCB) 10% of each type and rating totally installed but as a minimum 2 units of each item |  | lot | 1
3.11.2 | Fuses 10% of each type and rating totally installed but as a minimum six units of each type and rating |  | lot | 1
3.11.3 | LV surge arrestors 10% of each type and rating totally installed but as a minimum two units of each type and rating |  | lot | 1
3.11.4 | Control Switches, Selector Switches, Push buttons etc. 5% of each type and configuration totally installed but as a minimum 2 units of each type and size |  | lot | 1
3.11.5 | Indicating lights 10% of each type and color totally installed but as a minimum 5 units of each type and color |  | lot | 1
3.11.6 | Terminal block 10% of each type and size/rating totally installed but as a minimum: 50 terminals of each type and size up to and including 10 mm2 10 terminals of each type and size larger than 10 mm2 |  | lot | 1
3.12 | For LV Installation
3.12.1 | Small power outlets 10% of each type and rating installed but as a minimum 10 units of each type and rating |  | lot | 1
3.12.2 | Power outlets 5% of each type and rating installed but as a minimum 2 units of each type and rating |  | lot | 1
3.12.3 | Junction boxes 10% of each type and rating installed but as a minimum 5 units of each type and rating |  | lot | 1
3.12.4 | Lighting Fixtures 5% of each type and rating installed but as a minimum 2 units of each type and rating |  | lot | 1
3.12.5 | LED modules 20% of each type and rating installed but as a minimum 10 units of each type and rating |  | lot | 1
3.12.6 | LED electronic control gear (ECG) 10% of each type and rating installed but as a minimum 5 units of each type and rating |  | lot | 1
3.13 | Fire Protection System
3.13.1 | Fire detectors 5% of each type and rating installed but as a minimum 4 units of each type |  | lot | 2
3.13.2 | Fire alarm break glass units 5% of each type and rating installed but as a minimum 4 units of each type |  | lot | 2
3.13.3 | Spare break glass for fire alarm break glass units set with 10 break glasses |  | set | 5
3.13.4 | Fire Alarm horn |  | set | 2
3.14 | For containerised fire fighting pump system
3.14.1 | Air filter |  | set | 3
3.14.2 | Oil filter |  | set | 5
3.14.3 | Fuel filter |  | set | 5
3.14.4 | Motor lube oil (three fillings) |  | lot | 1
3.14.5 | Gaskets (two of each type) |  | lot | 1
3.15 | For deluges systems and hydrant network
3.15.1 | Gaskets (two of each type) |  | lot | 1
3.16 | For Water supply system
3.16.1 | Valve (one of each size and type) |  | lot | 2
3.16.2 | Gaskets (five of each type) |  | lot | 2
3.16.3 | Water filter |  | set | 5
3.17 | For Airconditioning system
3.17.1 | Gaskets (five of each type) |  | set | 2
3.17.2 | Air filter (three of each type) |  | set | 4
4. | Special Tools
4.1 | SF6 gas service cart |  | nos | 1
4.2 | SF6 gas filling cart |  | nos | 3
4.3 | Analyser for gas measurement |  | nos | 1
4.4 | Portable SF6 gas leakage detector in a case |  | nos | 3
4.5 | Density guard testing device in a case |  | nos | 1
4.6 | Precision gauge with hose in transport case |  | nos | 1
4.7 | Tool box with torque spanner for GIS (each type if different), etc.. |  | set | 3
4.8 | SF6 bottle (each type, if different) 40 kg (with gas) |  | set | 6
4.9 | Insulation resistance test set (range 0.5 –1.0 - 2.5 - 5 - 10 kV) |  | set | 2
4.10 | Calibration instruments for the line type heat detection |  | set | 2
4.11 | Tools and test equipmnet for fore detectors |  | set | 2
TOTAL (to Schedule No. VI Grand Summary)
Name of Bidder:
Signature of Bidder:

## Schedule No. II
Substation Package B
Kreditanstalt für Wiederaufbau (KfW)
Nepal Electricity Authority (NEA)
Schedule No. II: Plant, and Mandatory Spare Parts Supplied from within the Employer's Country
Item | Description | Unit | Quantity | Unit Price | Total Price
|  |  |  | EXW | EXW
|  |  |  | (NPR) | (NPR)
|  |  | 1 | 2 | 3=1x2
1 | 220kV Extension of the 132kV switchyard in Lekhnath
1.1 | Extension of existing 132kV Switchyard
1.1.1 | 132kV Transformer Bays (E13, E14)
1.1.1.1 | Set of 3-pole circuit breaker | set | 2
1.1.1.2 | Sets of 3-pole disconnector with earthing switch | set | 4
1.1.1.3 | Set of 3-pole pantograph disconnector | set | 2
1.1.1.4 | 1-pole current transformer | nos | 6
1.1.1.5 | 1-pole voltage transformer | nos | 6
1.1.1.6 | Gantries for busbar and feeders | lot | 1
1.1.1.7 | Busbar and feeder conductors | lot | 1
1.1.1.8 | Insulators and fittings | lot | 1
1.1.1.9 | All other necessary equipment and materials to complete the supply and the installation | lot | 1
1.1.2 | Transformer AIS equipment and auxiliary system for fast reconnection of the spare transformer unit
1.1.2.1 | Surge arresters for the 220 kV transformer side | nos | 7
1.1.2.2 | Surge arresters for the 132 kV transformer side | nos | 7
1.1.2.3 | Surge arresters for the tertiary (33 kV) side | nos | 7
1.1.2.4 | Gantries for 220 kV and 132 kV auxiliary busbar | lot | 1
1.1.2.5 | OHL conductors for 220 kV and 132 kV auxiliary busbar for fast reconnection of the spare transformer unit | lot | 1
1.1.2.6 | 220 kV insulators and fittings | lot | 1
1.1.2.7 | 132 kV insulators and fittings | lot | 1
1.1.2.8 | Materials for the interconnection of the auto-transformers tertiaries with the new 33 kV switchgear by means of busbar and cable including facility for fast reconnection of spare transformer | lot | 1
1.1.2.9 | All other necessary equipment and materials to complete the supply and the installation | lot | 1
1.1.3 | Additional extension and relocation works
1.1.3.1 | All necessary equipment and materials for relocation of existing lighting poles affected by the extension of the 132 kV switchyard | lot | 1
1.1.3.2 | All necessary equipment and materials for relocation of two (2) existing lightning protection masts affected by the extension of the 132 kV switchyard | lot | 1
1.1.3.3 | All necessary equipment and materials for relocation, within the substation’s property, of an out-of-service transformer currently located in front of bay E14 | lot | 1
1.2 | 220/132/33kV Autotransformer
1.2.1 | Single-phase autotransformers 220/132/33 kV 100 MVA/phase, equipped with on-load tap changer | nos | 7
1.2.2 | Automatic voltage regulator, including the relevant software and integration in the SCMS | set | 2
1.2.3 | Online transformer condition monitoring system, including the relevant software and integration in the SCMS | set | 7
1.2.4 | All other necessary equipment and materials to complete the supply and the installation | lot | 1
1.3 | 220 kV Gas Insulated Switchgear
1.3.1 | Transformer bay (D03, D07) with GIB and SF6/air bushings | set | 2
1.3.2 | Local control panel with bay cabling for feeder D03, D07 | set | 2
1.3.3 | OHL Bay (D04, D06) with GIB and SF6/air bushings | set | 2
1.3.4 | Local control panel with bay cabling for feeder D04, D06 | set | 2
1.3.5 | Measuring Bay (D05) | set | 1
1.3.6 | Bus Coupler Bay D05 | set | 1
1.3.7 | Local control panel with bay cabling for feeder D05 and (D05), including cable connections to bus bar measuring and bus bar earthing | set | 1
1.3.8 | Sensors for partial discharge measurement | lot | 1
1.3.9 | Provision (light sensor) for future arc detection | lot | 1
1.3.10 | GIS steel supports for all bays and for GIB's, including wall bushings (material from GIS manufacturer for closing the wall openings) | lot | 1
1.3.11 | Wall boards as specified (typical bay sections, single line diagram and gas compartment plan, gas density rules, gas temperature pressure curves etc.) | lot | 1
1.3.12 | Key box including specified labelled keys and pad locks for 220kV GIS | lot | 1
1.3.13 | All other necessary equipment and materials to complete the supply and the installation | lot | 1
1.4 | 220 kV AIS Equipment
1.4.1 | 220kV OHL surge arresters | nos | 6
1.4.2 | 220kV capacitive voltage transformers | unit | 6
1.4.3 | 220 kV OHL gantry | lot | 1
1.4.4 | 220 kV insulators and fittings | lot | 1
1.4.5 | All other necessary equipment and materials to complete the supply and the installation | lot | 1
1.5 | 33 kV Switchgear
1.5.1 | Outgoing feeder to auxiliary transformer (K02, K04) | set | 2
1.5.2 | Riser measurement panel (K01, K03) | set | 2
1.5.3 | All other necessary equipment, accessories and materials to complete the supply and the installation | lot | 1
1.6 | Zig Zag Earthing Auxiliary Transformers
1.6.1 | Three-phase zig zag auxiliary transformers 33/0.4 kV, hermetically sealed type with off load tap changer, each of minimum 630 kVA | nos | 2
1.6.2 | Tank mounted surge arresters for the primary (33 kV) side. | unit | 6
1.6.3 | All other necessary equipment and materials to complete the supply and the installation | lot | 1
1.7 | LV Auxiliary Power Supply System
1.7.1 | 0.4 kV main switchgear, metal-clad type | set | 1
1.7.2 | 220 V DC switchgear with two bus sections | set | 1
1.7.3 | 220 V battery chargers | set | 2
1.7.4 | 220 V DC batteries of Ni-Cd type, each with a minimum capacity of 600 Ah (10h discharge rate) | set | 2
1.7.5 | 48 V DC switchgear with two bus sections | set | 1
1.7.6 | 48 V battery chargers | set | 2
1.7.7 | 48 V DC batteries of Ni-Cd type, each with a minimum capacity of 150 Ah | set | 2
1.7.8 | 230 V AC UPS System | set | 2
1.7.9 | All other necessary equipment and materials to complete the supply and the installation | lot | 1
1.8 | Diesel generator unit (DGU)
1.8.1 | Diesel generator unit, minimum of 50 kVA, in a prefabricated container equipped with fire-detection system and exhaust gas evacuation system including fuel tank | set | 1
1.8.2 | All other necessary equipment and materials to complete the supply and the installation | lot | 1
1.9 | Protection & Control
1.9.1 | 220 kV OHL Protection Terminals incl. POW control and BCU (D04, D06) | set | 2
1.9.2 | 220kV Bus coupler (D05) and Busbar Protections and BCU | set | 1
1.9.3 | 300MVA 220 kV side autotransformer protection incl. POW control and BCU (D03, D07) | set | 2
1.9.4 | 300MVA 132kV side autotransformer protection and BCU (E13, E14) | set | 2
1.9.5 | 20MVA 33kV side autotransformer bay control and protection BCPU (K01, K03) (installed in MV Switchgear) | set | 2
1.9.6 | Auxiliary Earthing Tansformer bay control and protection BCPU (K02, K04) (installed in MV Switchgear) | set | 2
1.9.7 | Marshalling panel for the transformer control circuits for fast reconnection of spare transformer | set | 2
1.9.8 | All other necessary equipment and materials to complete the supply and the installation | lot | 1
1.10 | Synchrophasor Measurement Unit (PMU) for monitoring voltage and current as defined in the Scope, including software, documentation, cubicles, accessories | lot | 1
1.11 | SCADA and SCMS
1.11.1 | SCADA and SCMS system for new 220/132/33/11 kV Substation including all necessary cabling, cubicles, desks, chairs, equipment and materials to complete the supply and the installation, The Contractor shall ensure that after handing over, a minimum of 50% spare function capacity (hardware and software, number of I/O to be handled by the SCMS) | set | 1
1.11.2 | Equipment and material for interfacing with NLDC/ECC including all necessary cabling, cubicles, equipment and materials to complete the supply and the installation | set | 1
1.11.3 | Equipment and material for interfacing with Existing Lekhnath 132 kV Substation including all necessary cabling, cubicles, equipment and materials to complete the supply and the installation | set | 1
1.12 | Telecommunication
1.12.1 | SDH Equipment SDH node for FOC connections to the new 220/132/33/11kV GIS Damauli Substation and to the existing 132/33/11kV Lekhnath Substation | lot | 1
1.12.2 | Fibre optical cables and patch cords | lot | 1
1.12.3 | Optical Distribution Frame and accessories | lot | 1
1.12.4 | IP-PBX telephony system, including appropriate telephone sets | lot | 1
1.12.5 | All other necessary cubicles, software, equipment and materials to complete the supply and the installation | lot | 1
1.13 | Metering
1.13.1 | Meter for 220kV OHL Main & Control | set | 2
1.13.2 | Meter for 220/132/33 kV autotransformers (220 kV side and 132 kV side) Main & Control | set | 4
1.13.3 | Meter for auxiliary transformers Main & Control | set | 4
1.13.4 | Communication equipment (Ethernet Switches / Patch Panels / FOs / Cables etc..) | lot | 1
1.13.5 | GPRS-GSM communication device | set | 1
1.13.6 | Cabinet | lot | 1
1.13.7 | Notebook PC including related software for local access for meter reading | set | 1
1.13.8 | All other necessary, software, equipment and materials to complete the supply and the installation | lot | 1
1.14 | Power and Control Cables
1.14.1 | 33 kV Cables, sealing ends, terminals and accessories for33kV auxiliary system including accessories | lot | 1
1.14.2 | LV Power and Control cables and accessories for auxiliary supply, protection, control, metering, fire protection, including accessories | lot | 1
1.14.3 | All other necessary equipment and materials to complete the supply and the installation | lot | 1
1.15 | Earthing and lightning protection systems | lot | 1
1.16 | Lighting and small power system | lot | 1
1.17 | Fire Protection system
1.17.1 | Fire detection system | lot | 1
1.17.2 | Portable fire extinguishers | lot | 1
1.17.3 | Fire fighting system
1.17.3.1 | Containerised fire fighting pump system | lot | 1
1.17.3.2 | Fire fighting water tank | lot | 1
1.17.3.3 | Fire fighting water supply pump with well | lot | 1
1.17.3.4 | Transformer deluge systems for power transformers | set | 7
1.17.3.5 | Fire hydrant network and interconnection piping | lot | 1
1.17.3.6 | All accessories necessary for the satisfactory operation of the system but which are not separately listed | lot | 1
1.18 | CCTV system
1.18.1 | Central unit | set | 1
1.18.2 | Control panel | set | 1
1.18.3 | Monitor | set | 2
1.18.4 | Indoor Camera | lot | 1
1.18.5 | Outdoor Camera | lot | 1
1.18.6 | All other necessary equipment and materials to complete the extension | lot | 1
1.19 | Building Equipment
1.19.1 | Overhead travelling crane in 220kV GIS room | lot | 1
1.19.2 | Ventilation system for 220kV GIS room | lot | 1
1.19.3 | Airconditioning and ventilation for Control Building | lot | 1
2 | Construction of 220/132/33/11 kV substation in Damauli
2.1 | 220 kV Gas Insulated Switchgear
2.1.1 | OHL Bays with GIB and SF6/air bushings (D06, D07, D08, D13, D14, D15) | set | 6
2.1.2 | Local control panel with bay cabling for feeder (D06, D07, D08, D13, D14, D15) | set | 6
2.1.3 | 220/132kV Transformer Bay with GIB and SF6/air bushings (D09 and D12) | set | 2
2.1.4 | Local control panel with bay cabling for feeder (D09 and D12) | set | 2
2.1.5 | Bus Coupler Bays (D05, D16) | set | 2
2.1.6 | Local control panel with bay cabling for feeder (D05, D16) | set | 2
2.1.7 | Measuring Bays ((D10) and (D11)) | set | 2
2.1.8 | Busbar Sectionalizers (D10, D11) | set | 2
2.1.9 | Local control panel with bay cabling for feeder D10 and D11, including cable connections to bus bar measuring and bus bar earthing | set | 2
2.1.10 | Sensors for partial discharge measurement | lot | 1
2.1.11 | Provision (light sensor) for future arc detection | lot | 1
2.1.12 | GIS steel supports for all bays and for GIB's, including wall bushings (material from GIS manufacturer for closing the wall openings) | lot | 1
2.1.13 | Wall boards as specified (typical bay sections, single line diagram and gas compartment plan, gas density rules, gas temperature pressure curves etc.) | lot | 1
2.1.14 | Key box including specified labelled keys and pad locks for 220kV GIS | lot | 1
2.1.15 | All other necessary equipment and materials to complete the supply and the installation | lot | 1
2.2 | 220 kV AIS Equipment
2.2.1 | 220kV OHL surge arresters | nos | 18
2.2.2 | 220kV capacitive voltage transformers | nos | 18
2.2.3 | 220 kV OHL gantry | lot | 1
2.2.4 | 220 kV insulators and fittings | lot | 1
2.2.5 | All other necessary equipment and materials to complete the supply and the installation | lot | 1
2.3 | 132 kV Gas Insulated Switchgear
2.3.1 | 220/132kV Transformer Bays with cable connections (E02, E06) | set | 2
2.3.2 | Local control panel with bay cabling for feeder E02, E06 | set | 2
2.3.3 | OHL Bays with GIB and SF6/air bushings (E03, E07) | set | 2
2.3.4 | Local control panel with bay cabling for feeder E03, E07 | set | 2
2.3.5 | 132/33kV Transformer Bay with GIB and SF6/air bushings (E01, E05) | set | 2
2.3.6 | Local control panel with bay cabling for feeder E01, E05 | set | 2
2.3.7 | Measuring Bay (E04) | set | 1
2.3.8 | Bus Coupler E04 | set | 1
2.3.9 | Local control panel with bay cabling for feeder E04 and (E04), including cable connections to bus bar measuring and bus bar earthing | set | 1
2.3.10 | Sensors for partial discharge measurement | lot | 1
2.3.11 | Provision (light sensor) for future arc detection | lot | 1
2.3.12 | GIS steel supports for all bays and for GIB's, including wall bushings (material from GIS manufacturer for closing the wall openings) | lot | 1
2.3.13 | Wall boards as specified (typical bay sections, single line diagram and gas compartment plan, gas density rules, gas temperature pressure curves etc.) | lot | 1
2.3.14 | Key box including specified labelled keys and pad locks for 132kV GIS | lot | 1
2.3.15 | All other necessary equipment and materials to complete the supply and the installation | lot | 1
2.4 | 132 kV AIS Equipment
2.4.1 | 132 kV OHL surge arresters | nos | 6
2.4.2 | 132 kV capacitive voltage transformers | nos | 6
2.4.3 | 132 kV OHL gantry | lot | 1
2.4.4 | 132 kV insulators and fittings | lot | 1
2.4.5 | All other necessary equipment and materials to complete the supply and the installation | lot | 1
2.5 | Power Transformers
2.5.1 | 220/132 Power Transformer
2.5.1.1 | Three-phase power transformer 220/132 kV 50/63 MVA, equipped with on-load tap changer | nos | 2
2.5.1.2 | line surge arresters for the primary (220 kV) side | nos | 6
2.5.1.3 | line surge arresters for the secondary (132 kV) side | nos | 6
2.5.1.4 | automatic voltage regulator, including the relevant software and integration in the SCMS | set | 2
2.5.1.5 | All other necessary equipment and materials to complete the supply and the installation | lot | 1
2.5.2 | 132/33 kV Power Transformer
2.5.2.1 | Three-phase power transformer 132/33kV 24/30 MVA, equipped with on-load tap changer | nos | 2
2.5.2.2 | Line surge arresters for the secondary (132 kV) side | nos | 6
2.5.2.3 | Line surge arresters for the secondary (33 kV) side | nos | 6
2.5.2.4 | Automatic voltage regulator, including the relevant software and integration in the SCMS | set | 2
2.5.2.5 | All other necessary equipment and materials to complete the supply and the installation | lot | 1
2.5.3 | 33/11 kV Power Transformer
2.5.3.1 | Three-phase power transformer 33/11kV 6/8 MVA, equipped with on-load tap changer | nos | 2
2.5.3.2 | Line surge arresters for the secondary (33 kV) side | nos | 6
2.5.3.3 | Line surge arresters for the secondary (11 kV) side | nos | 6
2.5.3.4 | Automatic voltage regulator, including the relevant software and integration in the SCMS | set | 2
2.5.3.5 | All other necessary equipment and materials to complete the supply and the installation | lot | 1
2.6 | MV Metal Clad AIS Switchgear
2.6.1 | 33 kV Switchgear
2.6.1.1 | Incomers for 132/33kV transformer connection (J02, J11) | nos | 2
2.6.1.2 | Outgoing feeders (J04, J10) | nos | 2
2.6.1.3 | Outgoing feeder 33/11 kV transformer (J03, J12) | nos | 2
2.6.1.4 | Outgoing feeders to auxiliary transformer (J05, J09) | nos | 2
2.6.1.5 | Bus tie (J07) | nos | 1
2.6.1.6 | Riser measurement panel (J08) | nos | 1
2.6.1.7 | Measurement panel (J06) | nos | 1
2.6.1.8 | All other necessary equipment, accessories and materials to complete the supply and the installation | lot | 1
2.6.2 | 11 kV Switchgear
2.6.2.1 | Incomers for 33/11kV transformer connection (K03, K08) | nos | 2
2.6.2.2 | Outgoing feeders (K04, K05, K09, K11, K12) | nos | 5
2.6.2.3 | Bus tie (K07) | nos | 1
2.6.2.4 | Riser measurement panel (K06) | nos | 1
2.6.2.5 | Measurement panel (K10) | nos | 1
2.6.2.6 | All other necessary equipment, accessories and materials to complete the supply and the installation | lot | 1
2.7 | Auxiliary Transformers
2.7.1 | Three-phase auxiliary transformers 33/0.4 kV, hermetically sealed type with off load tap changer, each of minimum 630 kVA | nos | 2
2.7.2 | Tank mounted surge arresters for the primary (33 kV) side. | nos | 6
2.7.3 | All other necessary equipment and materials to complete the supply and the installation | lot | 1
2.8 | LV Auxiliary Power Supply System
2.8.1 | 0.4 kV main switchgear, metal-clad type | set | 1
2.8.2 | 220 V DC switchgear with two bus sections | set | 1
2.8.3 | 220 V battery chargers | set | 2
2.8.4 | 220 V DC batteries of Ni-Cd type, each with a minimum capacity of 600 Ah (10h discharge rate) | set | 2
2.8.5 | 48 V DC switchgear with two bus sections | set | 1
2.8.6 | 48 V battery chargers | set | 2
2.8.7 | 48 V DC batteries of Ni-Cd type, each with a minimum capacity of 150 Ah | set | 2
2.8.8 | 230 V AC UPS System | set | 2
2.8.9 | All other necessary equipment and materials to complete the supply and the installation | lot | 1
2.9 | Diesel generator unit (DGU)
2.9.1 | Diesel generator unit, minimum of 100 kVA, in a prefabricated container equipped with fire-detection system and exhaust gas evacuation system including fuel tank | set | 1
2.9.2 | All other necessary equipment and materials to complete the supply and the installation | lot | 1
2.10 | Protection & Control
2.10.1 | 220 kV OHL Protection Terminals incl. POW control and BCU (D06, D07, D08, D13, D14, D15) | set | 6
2.10.2 | 220kV Bus-sectionaliser and Busbar protection and BCU (D10, D11) | set | 2
2.10.3 | 220kV Bus-coupler and Busbar protection (D05, D16) | set | 2
2.10.4 | 50/63 MVA 220/132 kV Transformer 220 kV side protection and BCU (D09, D12) | set | 2
2.10.5 | 50/63 MVA 220/132/ kV Transformer 132 kV side protection and BCU (E02, E06) | set | 2
2.10.6 | 132 kV OHL Protection Terminals and BCU (E03, E07) | set | 2
2.10.7 | 132kV Bus-coupler and Busbar protections and BCU (E04) | set | 1
2.10.8 | 132/33kV 24/30 MVA Transformer feeder protection 132 kV side and BCU (E01, E05) | set | 2
2.10.9 | 132/33kV 24/30 MVA Transformer feeder bay control and protection (BCPU) 33 kV side (J02, J09) (installed in 33 kV switchgear) | set | 2
2.10.10 | 33kV Bus-coupler bay control and protection (BCPU) (J07) (installed in 33 kV switchgear) | set | 1
2.10.11 | 33kV Feeder bay control and protection (BCPU) (J04, J08) | set | 2
2.10.12 | 33/11kV 8/10MVA Transformer feeder bay control and protection (BCPU) 33 kV side (J03, J10) (installed in 33 kV switchgear) | set | 2
2.10.13 | 33/11kV 8/10MVA Transformer feeder protection 11 kV side (K03, K08) (installed in 11 kV switchgear) | set | 2
2.10.14 | 11kV Feeder bay control and protection (BCPU) (K04, K05, K11, K12, K13, K14) (installed in 11 kV switchgear) | set | 5
2.10.15 | 11kV Auxiliary Transformer Feeder bay control and protection (BCPU) (K06, K10) (installed in 11 kV switchgear) | set | 2
2.10.16 | 11kV Bus-coupler protection (K07) | set | 1
2.10.17 | All other necessary equipment and materials to complete the supply and the installation | lot | 1
2.11 | Synchrophasor Measurement Unit (PMU) for monitoring voltage and current as defined in the Scope, including software, documentation, cubicles, accessories | set | 1
2.12 | SCADA and SCMS
2.12.1 | SCADA and SCMS system for new 220/132/33/11 kV Substation including all necessary cabling, cubicles, desks, chairs, equipment and materials to complete the supply and the installation, The Contractor shall ensure that after handing over, a minimum of 50% spare function capacity (hardware and software, number of I/O to be handled by the SCMS) | lot | 1
2.12.2 | Equipment and material for interfacing with NLDC/ECC including all necessary cabling, cubicles, equipment and materials to complete the supply and the installation | lot | 1
2.12.3 | Equipment and material for interfacing with future New Damauli 400 kV Substation including all necessary cabling, cubicles, equipment and materials to complete the supply and the installation | lot | 1
2.13 | Telecommunication
2.13.1 | SDH Equipment SDH node for FOC connections of new 220 kV GIS Lekhnath Substation, to Tanahu HPP, 220 kV Bharatpur Substation, Old Damauli and 132 kV Bharatpur. | lot | 1
2.13.2 | Fibre optical cables, including approach cable from splicing box to SDH equipment and patch cords | lot | 1
2.13.3 | Optical Distribution Frame and accessories | lot | 1
2.13.4 | IP-PBX telephony system, including appropriate telephone sets | lot | 1
2.13.5 | All other necessary cubicles, software, equipment and materials to complete the supply and the installation | lot | 1
2.14 | Metering
2.14.1 | Meter for 220kV OHL Main & Control | set | 6
2.14.2 | Meter for 132 OHL Main & Control | set | 2
2.14.3 | Meter for 220/132 kV Transformers, (220 kV side and 132 kV side), Main & Control | set | 4
2.14.4 | Meter for 132/33 kV Transformers, 132 kV side and 33 kV side), Main & Control | set | 4
2.14.5 | Meter for 33/11 kV Transformers, (33 kV side and 11 kV side), Main & Control | set | 4
2.14.6 | Meter for 33 kV Feeders Main & Control | set | 2
2.14.7 | Meter for 11 kV Feeders Main & Control | set | 5
2.14.8 | Meter for auxiliary transformers Main & Control | set | 2
2.14.9 | Communication equipment (Ethernet Switches / Patch Panels / FOs / Cables etc..) | lot | 1
2.14.10 | GPRS-GSM communication device | lot | 1
2.14.11 | Cabinet | lot | 1
2.14.12 | Notebook PC including related software for local access for meter reading | set | 1
2.14.13 | All other necessary, software, equipment and materials to complete the supply and the installation | lot | 1
2.15 | Power and Control Cables
2.15.1 | HV cable systems comprising 132 kV XLPE cables for the connection between the secondary windings of 220/132 kV transformers and the 132 kV switchgear | lot | 1
2.15.2 | MV cable systems comprising 33 kV XLPE cables for the connection between secondary windings of 132/33 kV transformers and 33 kV switchgear | lot | 1
2.15.3 | MV cable systems comprising 33 kV XLPE cables for the connection between 33 kV switchgear and 33/11 kV transformers | lot | 1
2.15.4 | MV cable systems comprising 33 kV XLPE cables for the connection between 33kV switchgear and auxiliary transformers | lot | 1
2.15.5 | MV cable systems comprising 11 kV XLPE cables for the connection between secondary windings of 33/11 kV transformers and 11 kV switchgear | lot | 1
2.15.6 | MV cable systems comprising 11 kV XLPE cables for the connection of three 11 kV feeders between between 11 kV switchgear and distribution OHL pole location on the north side of the substation towards the river | lot | 1
2.15.7 | LV Power and Control cables and accessories for auxiliary supply, protection, control, metering including accessories | lot | 1
2.15.8 | All other necessary equipment and materials to complete the supply and the installation | lot | 1
2.16 | Earthing and lightning protection systems | lot | 1
2.17 | Lighting and small power system | lot | 1
2.18 | Fire Protection system
2.18.1 | Fire detection system | lot | 1
2.18.2 | Portable fire extinguishers | lot | 1
2.18.3 | Fire fighting system
2.18.3.1 | Containerised fire fighting pump system | lot | 1
2.18.3.2 | Fire fighting water tank | lot | 1
2.18.3.3 | Fire fighting water supply pump with well | lot | 1
2.18.3.4 | Transformer deluge systems for power transformers | set | 6
2.18.3.5 | Fire hydrant network and interconnection piping | lot | 1
2.18.3.6 | All accessories necessary for the satisfactory operation of the system but which are not separately listed | lot | 1
2.19 | CCTV system
2.19.1 | Central unit | set | 1
2.19.2 | Control panel | set | 1
2.19.3 | Monitor | set | 2
2.19.4 | Indoor Camera | lot | 1
2.19.5 | Outdoor Camera | lot | 1
2.19.6 | All other necessary equipment and materials to complete the extension | lot | 1
2.20 | Building Equipment
2.20.1 | Overhead travelling crane for 220kV GIS room | lot | 1
2.20.2 | Ventilation System for 220kV GIS room | lot | 1
2.20.3 | Overhead travelling crane for 132kV GIS room | lot | 1
2.20.4 | Ventilation System for 132kV GIS room | lot | 1
2.20.5 | Airconditioning and Ventilatiopn for Control Building | lot | 1
2.20.6 | Airconditioning for Guard House | lot | 1
3 | Mandatory Spare Parts
3.1 | High Voltage GIS equipment
3.1.1 | For 220 kV GIS
3.1.1.1 | Close coils (four of each type installed) | lot | 1
3.1.1.2 | Trip coils (four of each type installed) | lot | 1
3.1.2 | For 132 kV GIS
3.1.2.1 | Close coils (four of each type installed) | lot | 1
3.1.2.2 | Trip coils (four of each type installed) | lot | 1
3.2 | High Voltage AIS equipment
3.2.1 | For 220 kV equipment
3.2.1.1 | 1-ph capacitive voltage transformer | nos | 2
3.2.1.2 | 1-ph lighting arrester, including one counter | nos | 3
3.2.1.3 | Tension insulator set | set | 3
3.2.1.4 | Suspension insulator set | set | 3
3.2.1.5 | Clamps and fittings (five of of each type installed) | set | 1
3.2.2 | For 132 kV circuit breakers
3.2.2.1 | Single pole of circuit breaker | set | 1
3.2.2.2 | Driving mechanism single-pole | set | 1
3.2.2.3 | Close coils (four of each type installed) | lot | 1
3.2.2.4 | Trip coils (four of each type installed) | lot | 1
3.2.3 | For 132 kV disconnectors and earthing switches
3.2.3.1 | Disconnector contacts | set | 2
3.2.3.2 | Earthing switch contacts | set | 2
3.2.3.3 | Motor of disconnector drive | set | 1
3.2.3.4 | Motor of earthing switch drive | set | 1
3.2.3.5 | Aux. contact block for disconnector and earthing switch | set | 1
3.2.4 | For other 132 kV equipment
3.2.4.1 | 1-ph lighting arrester, including one counter | nos | 1
3.2.4.2 | Tension insulator set | set | 5
3.2.4.3 | Suspension insulator set | set | 5
3.2.4.4 | Clamps and fittings (ten of of each type installed) | set | 1
3.3 | Autotransformers and Power Transformers
3.3.1 | Bushing (one of each type HV/MV/LV/Neutral)
3.3.1.1 | For 220/132/33 kV Autotransformers | lot | 2
3.3.1.2 | For 220/132 kV Power Transformers | lot | 1
3.3.1.3 | For 132/33 kV Power Transformers | lot | 1
3.3.1.4 | For 33/11 kV Power Transformers | lot | 1
3.3.1.5 | Transformer oil set of drums with minimum 5% of total oil volume of all transformers installed | lot | 1
3.3.1.6 | Air drying agent sufficient quantity for 5 replacements for all transformers installed | lot | 1
3.4 | For MV switchgear
3.4.1 | For 33 kV switchgear
3.4.1.1 | 33kV Withdrawable Circuit Breaker with breaker trolley | nos | 1
3.4.1.2 | 33kV Surge arrester | nos | 3
3.4.1.3 | 33kV Fuse (six of each rating) | lot | 1
3.4.2 | For 11 kV switchgear
3.4.2.1 | 11kV Withdrawable Circuit Breaker with breaker trolley | nos | 2
3.4.2.2 | 11kV Surge arrester | nos | 3
3.4.2.3 | 11kV Fuse (six of each rating) | lot | 1
3.5 | For LV Auxiliary Power Supply System
3.5.1 | For 0.4 kV main switchgear / 220 V DC switchgear / 48 V DC switchgear
3.5.1.1 | Incoming Circuit Breaker 5% of each type and rating totally installed but as a minimum 2 unit of each type and size | lot | 1
3.5.1.2 | Outgoing Circuit Breaker 5% of each type and rating totally installed but as a minimum 2 unit of each type and size | lot | 1
3.5.1.3 | Outgoing feeder terminal block (five complete three phase / PE / N blocks of each type and size) | lot | 1
3.5.1.4 | Surge arrester | lot | 1
3.5.2 | Batteries
3.5.2.1 | 220 V battery cell Connector | nos | 5
3.5.2.2 | 48 V battery cell Connector | nos | 5
3.6 | For Diesel generator unit (DGU)
3.6.1 | Air filter | set | 3
3.6.2 | Oil filter | set | 5
3.6.3 | Fuel filter | set | 5
3.6.4 | Motor lube oil (three fillings) | lot | 1
3.6.5 | Gaskets (two of each type) | lot | 1
3.7 | For protection equipment
3.7.1 | Line differential protection relay (one of each type) | set | 1
3.7.2 | Transformer differential protection relay (one of each type) | set | 1
3.7.3 | Busbar differential protection relay decentral field unit (one of each type) | set | 1
3.7.4 | Busbar differential protection relay entral unit (one of each type) | set | 1
3.7.5 | Overcurrent protetction relay (one of each type) | set | 1
3.7.6 | HV Bay Control unit (one of each type) | set | 1
3.7.7 | Combined protection and bay control for MV switchgear | set | 1
3.7.8 | Lockout Relay | set | 4
3.7.9 | Trip circuit supervision Relay | set | 4
3.7.10 | CT circuit test terminal block (complete for three phase circuit, ten of each type and size) | lot | 2
3.7.11 | VT circuit test terminal block (complete for three phase circuit, ten of each type and size) | lot | 2
3.8 | For SCMS and SCADA system
3.8.1 | Complete set of spare parts for the entire SCMS System of Lekhnath and Damauli substations, comprising at minimum 20% of each device applied per system but as a minimum 1 pc of each item | lot | 1
3.9 | For telecommunications system
3.9.1 | Complete set of spare parts for the entire Telecommunication System of Lekhnath and Damauli substations, comprising at minimum 20% of each device applied per system but as a minimum 1 pc of each item | lot | 1
3.10 | Metering system
3.10.1 | Meters (one of each type) | nos | 2
3.10.2 | Communication equipment (Ethernet switches and Patch panels) | set | 2
3.10.3 | GPRS-GSM communication device | set | 1
3.11 | For LV Auxiliary System, Protection, Metering and Control Cubicles, etc. in General
3.11.1 | Miniature Circuit Breaker (MCB) 10% of each type and rating totally installed but as a minimum 2 units of each item | lot | 1
3.11.2 | Fuses 10% of each type and rating totally installed but as a minimum six units of each type and rating | lot | 1
3.11.3 | LV surge arrestors 10% of each type and rating totally installed but as a minimum two units of each type and rating | lot | 1
3.11.4 | Control Switches, Selector Switches, Push buttons etc. 5% of each type and configuration totally installed but as a minimum 2 units of each type and size | lot | 1
3.11.5 | Indicating lights 10% of each type and color totally installed but as a minimum 5 units of each type and color | lot | 1
3.11.6 | Terminal block 10% of each type and size/rating totally installed but as a minimum: 50 terminals of each type and size up to and including 10 mm2 10 terminals of each type and size larger than 10 mm2 | lot | 1
3.12 | For LV Installation
3.12.1 | Small power outlets 10% of each type and rating installed but as a minimum 10 units of each type and rating | lot | 1
3.12.2 | Power outlets 5% of each type and rating installed but as a minimum 2 units of each type and rating | lot | 1
3.12.3 | Junction boxes 10% of each type and rating installed but as a minimum 5 units of each type and rating | lot | 1
3.12.4 | Lighting Fixtures 5% of each type and rating installed but as a minimum 2 units of each type and rating | lot | 1
3.12.5 | LED modules 20% of each type and rating installed but as a minimum 10 units of each type and rating | lot | 1
3.12.6 | LED electronic control gear (ECG) 10% of each type and rating installed but as a minimum 5 units of each type and rating | lot | 1
3.13 | Fire Protection System
3.13.1 | Fire detectors 5% of each type and rating installed but as a minimum 4 units of each type | lot | 2
3.13.2 | Fire alarm break glass units 5% of each type and rating installed but as a minimum 4 units of each type | lot | 2
3.13.2 | Spare break glass for fire alarm break glass units set with 10 break glasses | set | 5
3.13.3 | Fire Alarm horn | set | 2
3.14 | For containerised fire fighting pump system
3.14.1 | Air filter | set | 3
3.14.2 | Oil filter | set | 5
3.14.3 | Fuel filter | set | 5
3.14.4 | Motor lube oil (three fillings) | lot | 1
3.14.5 | Gaskets (two of each type) | lot | 1
3.15 | For deluges systems and hydrant network
3.15.1 | Gaskets (two of each type) | lot | 1
3.16 | For Water supply system
3.16.1 | Valve (one of each size and type) | lot | 2
3.16.2 | Gaskets (five of each type) | lot | 2
3.16.3 | Water filter | set | 5
3.17 | For Airconditioning system
3.17.1 | Gaskets (five of each type) | set | 2
3.17.2 | Air filter (three of each type) | set | 4
4. | Special Tools
4.1 | SF6 gas service cart | nos | 1
4.2 | SF6 gas filling cart | nos | 3
4.3 | Analyser for gas measurement | nos | 1
4.4 | Portable SF6 gas leakage detector in a case | nos | 3
4.5 | Density guard testing device in a case | nos | 1
4.6 | Precision gauge with hose in transport case | nos | 1
4.7 | Tool box with torque spanner for GIS (each type if different), etc.. | set | 3
4.8 | SF6 bottle (each type, if different) 40 kg (with gas) | set | 6
4.9 | Insulation resistance test set (range 0.5 –1.0 - 2.5 - 5 - 10 kV) | set | 2
4.10 | Calibration instruments for the line type heat detection | set | 2
4.11 | Tools and test equipmnet for fore detectors | set | 2
TOTAL (to Schedule No. VI Grand Summary)
Name of Bidder:
Signature of Bidder:

## Schedule No. III
Substation Package B
Kreditanstalt für Wiederaufbau (KfW)
Nepal Electricity Authority (NEA)
Schedule No. III: Design Services
Item | Description | Unit | Quantity | Unit Price | Total Price
|  |  |  | (USD) | (USD)
|  |  | 1 | 2 | 3=1x2
1 | Construction of 220kV Extension of the 132kV switchyard in Lekhnath
1.1 | Electrical Works | lot | 1
1.1.1 | Electrical System Design | lot | 1
1.1.2 | Protection system design including PMU and metering | lot | 1
1.1.3 | SCADA and SCMS design
1.1.3.1 | SCADA and SCMS system for new 220 kV Substation | lot | 1
1.1.3.2 | Design for interfacing with NLDC/ECC | lot | 1
1.1.3.3 | Design for interfacing with Existing Lekhnath 132 kV Substation | lot | 1
1.1.4 | Telecommunication design | lot | 1
1.1.5 | Electical installation design, including power and control cable systems, earthing and lightning protection systems, lighting and small power system, fire detection system | lot | 1
1.1.6 | Other design items
1.1.6.1 | Earthing resistance test, earthing study and earthing system test | lot | 1
1.1.6.2 | Insulation Coordination Study | lot | 1
1.1.6.3 | Protection Settings Study and Adjustments | lot | 1
1.1.6.4 | 132 kV Cable System Studies | lot | 1
1.1.6.5 | Transport study for large and heavy equipment | lot | 1
1.2 | Civil Works
1.2.1 | Topographical surveys soil investigations | lot | 1
1.2.2 | Document Preparation and Submission for Permits | lot | 1
1.2.3 | Building design | lot | 1
1.2.4 | Transformer and equipment foundation design | lot | 1
1.2.5 | Design of channels, ducts etc. for cables | lot | 1
1.2.6 | Design of roads, paving, landscaping, fencing, gates | lot | 1
1.2.7 | Design of site preparation, leveling and compacting, temporary facilities | lot | 1
1.2.8 | Design of water supply system | lot | 1
1.2.9 | Design of drainage and sewage systems | lot | 1
1.2.10 | Design of air-conditioning, ventilation and heating systems | lot | 1
1.2.11 | Design of overhead Traveling Crane | lot | 1
1.2.12 | Design of fire protection system | lot | 1
2 | Construction of 220/132/33/11 kV Substation in Damauli
2.1 | Electrical Works | lot | 1
2.1.1 | Electrical System Design | lot | 1
2.1.2 | Protection system design including PMU and metering | lot | 1
2.1.3 | SCADA and SCMS design
2.1.3.1 | SCADA and SCMS system for new 220 kV Substation | lot | 1
2.1.3.2 | Design for interfacing with NLDC/ECC | lot | 1
2.1.3.3 | Design for interfacing with future New Damauli 400 kV | lot | 1
2.1.4 | Telecommunication design | lot | 1
2.1.5 | Electical installation design, including power and control cable systems, earthing and lightning protection systems, lighting and small power system, fire detection system | lot | 1
2.1.6 | Other design items
2.1.6.1 | Earthing resistance test, earthing study and earthing system test | lot | 1
2.1.6.2 | Insulation Coordination Study | lot | 1
2.1.6.3 | Protection Settings Study and Adjustments in Other Substations | lot | 1
2.2 | Civil Works
2.2.1 | Topographical surveys soil investigations | lot | 1
2.2.2 | Document Preparation and Submission for Permits | lot | 1
2.2.3 | Building design | lot | 1
2.2.4 | Transformer and equipment foundation design | lot | 1
2.2.5 | Design of channels, ducts etc. for cables | lot | 1
2.2.6 | Design of roads, paving, landscaping, fencing, gates | lot | 1
2.2.7 | Design of site preparation, leveling and compacting, temporary facilities | lot | 1
2.2.8 | Design of flood protection works | lot | 1
2.2.9 | Design of water supply system | lot | 1
2.2.10 | Design of drainage and sewage systems | lot | 1
2.2.11 | Design of air-conditioning, ventilation and heating systems | lot | 1
2.2.12 | Design of overhead Traveling Crane | lot | 1
2.2.12 | Design of fire protection system | lot | 1
3 | TRAINING OF EMPLOYER'S STAFF (Abroad)
3.1 | High voltage switchgear | lot | 1
3.2 | Medium voltage switchgear | lot | 1
3.3 | Auto and power transformers | lot | 1
3.4 | LV auxiliary systems | lot | 1
3.5 | Protection and control systems | lot | 1
3.6 | SCMS | lot | 1
3.7 | SCADA | lot | 1
3.8 | Telecommunication | lot | 1
3.9 | CCTV System | lot | 1
3.10 | Fire protection system | lot | 1
TOTAL (to Schedule No. III Grand Summary)
Name of Bidder:
Signature of Bidder:

## Schedule No. IV
Substation Package B
Kreditanstalt für Wiederaufbau (KfW)
Nepal Electricity Authority (NEA)
Schedule No. IV: Installation and Other Services
Item | Description | Unit | Quantity | Unit Price Inland Transportation | Unit Price Installation and other Services | Total Price
|  |  |  | (NPR) | (NPR) | (NPR)
|  |  | 1 | 2 | 3 | 4=1x(2+3)
1 | 220kV Extension of the 132kV switchyard in Lekhnath
1.1 | Extension of existing 132kV Switchyard
1.1.1 | 132kV Transformer Bays (E13, E14)
1.1.1.1 | Set of 3-pole circuit breaker | set | 2
1.1.1.2 | Sets of 3-pole disconnector with earthing switch | set | 4
1.1.1.3 | Set of 3-pole pantograph disconnector | set | 2
1.1.1.4 | 1-pole current transformer | units | 6
1.1.1.5 | 1-pole voltage transformer | units | 6
1.1.1.6 | Gantries for busbar and feeders | lot | 1
1.1.1.7 | Busbar and feeder conductors | lot | 1
1.1.1.8 | Insulators and fittings | lot | 1
1.1.1.9 | All other necessary equipment and materials to complete the supply and the installation | lot | 1
1.1.2 | Transformer AIS equipment and auxiliary system for fast reconnection of the spare transformer unit
1.1.2.1 | Surge arresters for the 220 kV transformer side | units | 7
1.1.2.2 | Surge arresters for the 132 kV transformer side | units | 7
1.1.2.3 | Surge arresters for the tertiary (33 kV) side | units | 7
1.1.2.4 | Gantries for 220 kV and 132 kV auxiliary busbar | lot | 1
1.1.2.5 | OHL conductors for 220 kV and 132 kV auxiliary busbar for fast reconnection of the spare transformer unit | lot | 1
1.1.2.6 | 220 kV insulators and fittings | lot | 1
1.1.2.7 | 132 kV insulators and fittings | lot
1.1.2.8 | Interconnection of the auto-transformers tertiaries with the new 33 kV switchgear by means of busbar and cable including facility for fast reconnection of spare transformer | lot | 1
1.1.2.9 | All other necessary work to complete the supply and the installation | lot | 1
1.1.3 | Additional extension and relocation works
1.1.3.1 | Relocation of existing lighting poles affected by the extension of the 132 kV switchyard | lot | 1
1.1.3.2 | Relocation of two (2) existing lightning protection masts affected by the extension of the 132 kV switchyard | lot | 1
1.1.3.3 | Relocation, within the substation’s property, of an out-of-service transformer currently located in front of bay E14 | lot | 1
1.2 | 220/132/11kV Autotransformer
1.2.1 | Single-phase autotransformers 220/132/33 kV 100 MVA/phase, equipped with on-load tap changer | unit | 7
1.2.2 | Automatic voltage regulator, including the relevant software and integration in the SCMS | set | 2
1.2.3 | Online transformer condition monitoring system, including the relevant software and integration in the SCMS. | set | 7
1.2.4 | All other necessary equipment and materials to complete the supply and the installation | lot | 1
1.3 | 220 kV Gas Insulated Switchgear
1.3.1 | Transformer bay (D03, D07) with GIB and SF6/air bushings | set | 2
1.3.2 | Local control panel with bay cabling for feeder D03, D07 | set | 2
1.3.3 | OHL Bay (D04, D06) with GIB and SF6/air bushings | set | 2
1.3.4 | Local control panel with bay cabling for feeder D04, D06 | set | 2
1.3.5 | Measuring Bay (D05) | set | 1
1.3.6 | Bus Coupler Bay D05 | set | 1
1.3.7 | Local control panel with bay cabling for feeder D05 and (D05), including cable connections to bus bar measuring and bus bar earthing | set | 1
1.3.8 | Online switchgear monitoring system for all 6 bays, including the relevant software and integration in the SCMS. | lot | 1
1.3.9 | PD UHF measuring system for periodical measurement on site | lot | 1
1.3.10 | GIS steel supports for all bays and for GIB's, including wall bushings (material from GIS manufacturer for closing the wall openings) | lot | 1
1.3.11 | Wall boards as specified (typical bay sections, single line diagram and gas compartment plan, gas density rules, gas temperature pressure curves etc.) | lot | 1
1.3.12 | Key box including specified labelled keys and pad locks for 220kV GIS | lot | 1
1.3.13 | All other necessary equipment and materials to complete the supply and the installation | lot | 1
1.4 | 220 kV AIS Equipment
1.4.1 | 220kV OHL surge arresters | unit | 6
1.4.2 | 220kV capacitive voltage transformers | unit | 6
1.4.3 | 220 kV OHL gantry | lot | 1
1.4.4 | 220 kV insulators and fittings | lot | 1
1.4.5 | All other necessary equipment and materials to complete the supply and the installation | lot | 1
1.5 | 33 kV Switchgear
1.5.1 | Outgoing feeder to auxiliary transformer (K02, K04) | set | 2
1.5.2 | Riser measurement panel (K01, K03) | set | 2
1.5.3 | All other necessary equipment, accessories and materials to complete the supply and the installation | lot | 1
1.6 | Zig Zag Earthing Auxiliary Transformers
1.6.1 | Three-phase zig zag auxiliary transformers 33/0.4 kV, hermetically sealed type with off load tap changer, each of minimum 630 kVA | unit | 2
1.6.2 | Tank mounted surge arresters for the primary (33 kV) side. | unit | 6
1.6.3 | All other necessary equipment and materials to complete the supply and the installation | lot | 1
1.7 | LV Auxiliary Power Supply System
1.7.1 | 0.4 kV main switchgear, metal-clad type | set | 1
1.7.2 | 220 V DC switchgear with two bus sections | set | 1
1.7.3 | 220 V battery chargers | set | 2
1.7.4 | 220 V DC batteries of Ni-Cd type, each with a minimum capacity of 600 Ah (10h discharge rate) | set | 2
1.7.5 | 48 V DC switchgear with two bus sections | set | 1
1.7.6 | 48 V battery chargers | set | 2
1.7.7 | 48 V DC batteries of Ni-Cd type, each with a minimum capacity of 150 Ah | set | 2
1.7.8 | 230 V AC UPS System | set | 2
1.7.9 | All other necessary equipment and materials to complete the supply and the installation | lot | 1
1.8 | Diesel generator unit (DGU)
1.8.1 | Diesel generator unit, minimum of 50 kVA, in a prefabricated container equipped with fire-detection system and exhaust gas evacuation system including fuel tank | set | 1
1.8.2 | All other necessary equipment and materials to complete the supply and the installation | lot | 1
1.9 | Protection
1.9.1 | 220 kV OHL Protection Terminals incl. POW control and BCU (D04, D06) | set | 2
1.9.2 | 220kV Bus coupler (D05) and Busbar Protections and BCU | set | 1
1.9.3 | 300MVA 220 kV side autotransformer protection incl. POW control and BCU (D03, D07) | set | 2
1.9.4 | 300MVA 132kV side autotransformer protection and BCU (E13, E14) | set | 2
1.9.5 | 20MVA 33kV side autotransformer bay control and protection BCPU (K01, K03) (installed in MV Switchgear) | set | 2
1.9.6 | Auxiliary Earthing Tansformer bay control and protection BCPU (K02, K04) (installed in MV Switchgear) | set | 2
1.9.7 | marshalling panel for the transformer control circuits for fast reconnection of spare transformer | set | 2
1.9.8 | All other necessary equipment and materials to complete the supply and the installation | lot | 1
1.10 | Synchrophasor Measurement Unit (PMU) for monitoring voltage and current as defined in the Scope, including software, documentation, cubicles, accessories | lot | 1
1.11 | SCADA and SCMS
1.11.1 | SCADA and SCMS system for new 220 kV Substation includiong all necessary cabling, cubicles, equipment and materials to complete the supply and the installation | set | 1
1.11.2 | Equipment and material for interfacing with NLDC/ECC including all necessary cabling, cubicles, equipment and materials to complete the supply and the installation | set | 1
1.11.3 | Equipment and material for interfacing with Existing Lekhnath 132 kV Substation including all necessary cabling, cubicles, equipment and materials to complete the supply and the installation | set | 1
1.12 | Telecommunication
1.12.1 | SDH Equipment SDH node for FOC connections to the new 220/132/33/11kV GIS Damauli Substation and to the existing 132/33/11kV Lekhnath Substation | lot | 1
1.12.2 | Fibre optical cables and patch cords | lot | 1
1.12.3 | Optical Distribution Frame and accessories | lot | 1
1.12.4 | IP-PBX telephony system, including appropriate telephone sets | lot | 1
1.12.5 | All other necessary cubicles, software, equipment and materials to complete the supply and the installation | lot | 1
1.13 | Metering
1.13.1 | Meter for 220kV OHL Main & Control | set | 2
1.13.2 | Meter for 220/132/33 kV autotransformers (220 kV side and 132 kV side) Main & Control | set | 4
1.13.3 | Meter for auxiliary transformers Main & Control | set | 2
1.13.4 | Communication equipment (Ethernet Switches / Patch Panels / FOs / Cables etc..) | lot | 1
1.13.5 | GPRS-GSM communication device | set | 1
1.13.6 | Cabinet | lot | 1
1.13.7 | Notebook PC including related software for local access for meter reading | set | 1
1.13.8 | All other necessary, software, equipment and materials to complete the supply and the installation | lot | 1
1.14 | Power and Control Cables
1.14.1 | 33 kV Cables, sealing ends, terminals and accessories for33kV auxiliary system including accessories | lot | 1
1.14.2 | LV Power and Control cables and accessories for auxiliary supply, protection, control, metering including accessories | lot | 1
1.14.3 | All other necessary equipment and materials to complete the supply and the installation | lot | 1
1.15 | Earthing and lightning protection systems | lot | 1
1.16 | Lighting and small power system | lot | 1
1.17 | Fire Protection system
1.17.1 | Fire detection system | lot | 1
1.17.2 | Portable fire extinguishers | lot | 1
1.17.3 | Fire fighting system
1.17.3.1 | Containerised fire fighting pump system | lot | 1
1.17.3.2 | Fire fighting water tank | lot | 1
1.17.3.3 | Fire fighting water supply pump with well | lot | 1
1.17.3.4 | Transformer deluge systems for autotransformers | set | 7
1.17.3.5 | Fire hydrant network and interconnection piping | lot | 1
1.17.3.6 | All accessories necessary for the satisfactory operation of the system but which are not separately listed | lot | 1
1.18 | CCTV system
1.18.1 | Central unit | set | 1
1.18.2 | Control panel | set | 1
1.18.3 | Monitor | set | 2
1.18.4 | Indoor Camera | lot | 1
1.18.5 | Outdoor Camera | lot | 1
1.18.6 | All other necessary equipment and materials to complete the extension | lot | 1
1.19 | Civil Works
1.19.1 | Site Development Works | lot | 1
1.19.1.1 | General Site Development works | lot | 1
1.19.1.2 | Removal and disposal of existing building | lot | 1
1.19.2 | Site installation and temporary works | lot | 1
1.19.3 | Temporary Site Facilities
1.19.3.1 | Temporary site facilities and accommodations, including office containers, sanitary containers, rest rooms, etc., for Contractor’s own staff | lot | 1
1.19.3.2 | Office container for Employer / Engineer | lot | 1
1.19.4 | Buildings
1.19.4.1 | 220 kV GIS Building | lot | 1
1.19.4.2 | Overhead travelling crane in 220kV GIS room | unit | 1
1.19.4.3 | Ventilation system for 220kV GIS room | lot | 1
1.19.4.4 | Control Building | lot | 1
1.19.4.5 | Airconditioning and ventilation for Control Building | lot | 1
1.19.4.6 | Storage shelter | lot | 1
1.19.4.7 | Furniture as defined in VII-6 Technical Requirements Civil Works | lot | 1
1.19.5 | Transformer Foundations
1.19.5.1 | 220/132/33 kV 100 MVA single phase auto-transformer foundations with oil catch and pits and fire separation walls for seven (7) transformers | lot | 1
1.19.5.2 | Auxiliary transformer foundations with sunshade and oil catch pits for two (2) transformers | lot | 1
1.19.5.3 | Common oil collection pit with oil separator | lot | 1
1.19.6 | Outdoor foundations - HV equipment
1.19.6.1 | 220 kV gantry foundations | lot | 1
1.19.6.2 | 220 kV AIS equipment foundations for voltage transformers and surge arrestors | lot | 1
1.19.6.3 | 220 kV GIB and SF6/air termination foundations | lot | 1
1.19.6.4 | 132 kV gantry foundations | lot | 1
1.19.6.5 | 132 kV AIS AIS equipment foundations for switchgear extension | lot | 1
1.19.6.6 | 132 kV GIB and SF6/air termination foundations | lot | 1
1.19.7 | Outdoor foundations - other equipment
1.19.7.1 | Foundation for the diesel generator and fuel storage | lot | 1
1.19.7.2 | Foundation for the containerised fire fighting pump system | lot | 1
1.19.7.3 | Foundation for the fire water tank | lot | 1
1.19.8 | Channels, ducts etc. for:
1.19.8.1 | 33 kV power cables from 220/132/33 kV autotransformers to 33 kV switchgear | lot | 1
1.19.8.2 | 33 kV power cables from 33 kV switchgear to auxiliary transformers | lot | 1
1.19.8.3 | LV power and control cables from 220 kV GIS building to autotransformer and outdoor equipment | lot | 1
1.19.8.4 | LV power and control cables from 220 kV GIS building to existing132 kV switchyard and control building | lot | 1
1.19.9 | Roads, paving and gravel bed surfacing
1.19.10 | Site Preparation, leveling and compacting
1.19.11 | Water supply system
1.19.11.1 | Water treatment plant | lot | 1
1.19.11.2 | Internal water supply system | lot | 1
1.19.12 | Drainage and sewage systems
1.19.12.1 | Storm water drainage system | lot | 1
1.19.12.2 | Sanitary sewage drainage system | lot | 1
1.19.13 | Landscaping | lot | 1
1.19.14 | Fencing and gates | lot | 1
1.20 | Communication and Visibility | lot | 1
2 | Construction of 220/132/33/11 kV substation in Damauli
2.1 | 220 kV Gas Insulated Switchgear
2.1.1 | OHL Bays with GIB and SF6/air bushings (D06, D07, D08, D13, D14, D15) | set | 6
2.1.2 | Local control panel with bay cabling for feeder (D06, D07, D08, D13, D14, D15) | set | 6
2.1.3 | 220/132kV Transformer Bay with GIB and SF6/air bushings (D09 and D12) | set | 2
2.1.4 | Local control panel with bay cabling for feeder (D09 and D12) | set | 2
2.1.5 | Bus Coupler Bays (D05, D16) | set | 2
2.1.6 | Local control panel with bay cabling for feeder (D05, D16) | set | 2
2.1.7 | Measuring Bays ((D10) and (D11)) | set | 2
2.1.8 | Busbar Sectionalizers (D10, D11) | set | 2
2.1.9 | Local control panel with bay cabling for feeder D10 and D11, including cable connections to bus bar measuring and bus bar earthing | set | 2
2.1.10 | Online switchgear monitoring system for all 6 bays, including the relevant software and integration in the SCMS. | lot | 1
2.1.11 | PD UHF measuring system for periodical measurement on site | lot | 1
2.1.12 | GIS steel supports for all bays and for GIB's, including wall bushings (material from GIS manufacturer for closing the wall openings) | lot | 1
2.1.13 | Wall boards as specified (typical bay sections, single line diagram and gas compartment plan, gas density rules, gas temperature pressure curves etc.) | lot | 1
2.1.14 | Key box including specified labelled keys and pad locks for 220kV GIS | lot | 1
2.1.15 | All other necessary equipment and materials to complete the supply and the installation | lot | 1
2.2 | 220 kV AIS Equipment
2.2.1 | 220kV OHL surge arresters | unit | 18
2.2.2 | 220kV capacitive voltage transformers | unit | 18
2.2.3 | 220 kV OHL gantry | lot | 1
2.2.4 | 220 kV insulators and fittings | lot | 1
2.2.5 | All other necessary equipment and materials to complete the supply and the installation | lot | 1
2.3 | 132 kV Gas Insulated Switchgear
2.3.1 | 220/132kV Transformer Bays with cable conections (E02, E06) | set | 2
2.3.2 | Local control panel with bay cabling for feeder E02, E06 | set | 2
2.3.3 | OHL Bays with GIB and SF6/air bushings (E03, E07) | set | 2
2.3.4 | Local control panel with bay cabling for feeder E03, E07 | set | 2
2.3.5 | 132/33kV Transformer Bay with GIB and SF6/air bushings (E01, E05) | set | 2
2.3.6 | Local control panel with bay cabling for feeder E01, E05 | set | 2
2.3.7 | Measuring Bay (E04) | set | 1
2.3.8 | Bus Coupler E04 | set | 1
2.3.9 | Local control panel with bay cabling for feeder E04 and (E04), including cable connections to bus bar measuring and bus bar earthing | set | 1
2.3.10 | Online switchgear monitoring system for all bays, including the relevant software and integration in the SCMS. | lot | 1
2.3.11 | PD UHF measuring system for periodical measurement on site | lot | 1
2.3.12 | GIS steel supports for all bays and for GIB's, including wall bushings (material from GIS manufacturer for closing the wall openings) | lot | 1
2.3.13 | Wall boards as specified (typical bay sections, single line diagram and gas compartment plan, gas density rules, gas temperature pressure curves etc.) | lot | 1
2.3.14 | Key box including specified labelled keys and pad locks for 132kV GIS | lot | 1
2.3.15 | All other necessary equipment and materials to complete the supply and the installation | lot | 1
2.4 | 132 kV AIS Equipment
2.4.1 | 132 kV OHL surge arresters | unit | 6
2.4.2 | 132 kV capacitive voltage transformers | unit | 6
2.4.3 | 132 kV OHL gantry | lot | 1
2.4.4 | 132 kV insulators and fittings | lot | 1
2.4.5 | All other necessary equipment and materials to complete the supply and the installation | lot | 1
2.5 | Power Transformers
2.5.1 | 220/132 Power Transformer
2.5.1.1 | Three-phase power transformer 220/132 kV 50/63 MVA, equipped with on-load tap changer | unit | 2
2.5.1.2 | Line surge arresters for the primary (220 kV) side | unit | 6
2.5.1.3 | Line surge arresters for the secondary (132 kV) side | unit | 6
2.5.1.4 | Automatic voltage regulator, including the relevant software and integration in the SCMS | set | 2
2.5.1.5 | All other necessary equipment and materials to complete the supply and the installation | lot | 1
2.5.2 | 132/33 kV Power Transformer
2.5.2.1 | Three-phase power transformer 132/33kV 24/30 MVA, equipped with on-load tap changer | unit | 2
2.5.2.2 | Line surge arresters for the secondary (132 kV) side | unit | 6
2.5.2.3 | Line surge arresters for the secondary (33 kV) side | unit | 6
2.5.2.4 | Automatic voltage regulator, including the relevant software and integration in the SCMS | set | 2
2.5.2.5 | All other necessary equipment and materials to complete the supply and the installation | lot | 1
2.5.3 | 33/11 kV Power Transformer
2.5.3.1 | Three-phase power transformer 33/11kV 6/8 MVA, equipped with on-load tap changer | unit | 2
2.5.3.2 | Line surge arresters for the secondary (33 kV) side | unit | 6
2.5.3.3 | Line surge arresters for the secondary (11 kV) side | unit | 6
2.5.3.4 | Automatic voltage regulator, including the relevant software and integration in the SCMS | set | 2
2.5.3.5 | All other necessary equipment and materials to complete the supply and the installation | lot | 1
2.6 | MV Metal Clad AIS Switchgear
2.6.1 | 33 kV Switchgear
2.6.1.1 | Incomers for 132/33kV transformer connection (J02, J11) | unit | 2
2.6.1.2 | Outgoing feeders (J04, J10) | unit | 2
2.6.1.3 | Outgoing feeder 33/11 kV transformer (J03, J12) | unit | 2
2.6.1.4 | Outgoing feeders to auxiliary transformer (J05, J09) | unit | 1
2.6.1.5 | Bus tie (J07) | unit | 1
2.6.1.6 | Riser measurement panel (J08) | unit | 1
2.6.1.7 | Measurement panel (J06) | unit | 1
2.6.1.8 | All other necessary equipment, accessories and materials to complete the supply and the installation | lot | 1
2.6.2 | 11 kV Switchgear
2.6.2.1 | Incomers for 33/11kV transformer connection (K03, K08) | unit | 2
2.6.2.2 | Outgoing feeders (K04, K05, K09, K11, K12) | unit | 5
2.6.2.3 | Bus tie (K07) | unit | 1
2.6.2.4 | Riser measurement panel (K06) | unit | 1
2.6.2.5 | Measurement panel (K10) | unit | 1
2.6.2.6 | All other necessary equipment, accessories and materials to complete the supply and the installation | lot | 1
2.7 | Auxiliary Transformers
2.7.1 | Three-phase auxiliary transformers 33/0.4 kV, hermetically sealed type with off load tap changer, each of minimum 630 kVA | unit | 2
2.7.2 | Tank mounted surge arresters for the primary (33 kV) side. | unit | 6
2.7.3 | All other necessary equipment and materials to complete the supply and the installation | lot | 1
2.8 | LV Auxiliary Power Supply System
2.8.1 | 0.4 kV main switchgear, metal-clad type | set | 1
2.8.2 | 220 V DC switchgear with two bus sections | set | 1
2.8.3 | 220 V battery chargers | set | 2
2.8.4 | 220 V DC batteries of Ni-Cd type, each with a minimum capacity of 600 Ah (10h discharge rate) | set | 2
2.8.5 | 48 V DC switchgear with two bus sections | set | 1
2.8.6 | 48 V battery chargers | set | 2
2.8.7 | 48 V DC batteries of Ni-Cd type, each with a minimum capacity of 150 Ah | set | 2
2.8.8 | 230 V AC UPS System | set | 2
2.8.9 | All other necessary equipment and materials to complete the supply and the installation | lot | 1
2.9 | Diesel generator unit (DGU)
2.9.1 | Diesel generator unit, minimum of 100 kVA, in a prefabricated container equipped with fire-detection system and exhaust gas evacuation system including fuel tank | set | 1
2.9.2 | All other necessary equipment and materials to complete the supply and the installation | lot | 1
2.10 | Protection & Control
2.10.1 | 220 kV OHL Protection Terminals incl. POW control and BCU (D06, D07, D08, D13, D14, D15) | set | 6
2.10.2 | 220kV Bus-sectionaliser and Busbar protection and BCU (D10, D11) | set | 2
2.10.3 | 220kV Bus-coupler and Busbar protection (D05, D16) | set | 2
2.10.4 | 50/63 MVA 220/132/11 kV Transformer 220 kV side protection and BCU (D09, D12) | set | 2
2.10.5 | 50/63 MVA 220/132/11 kV Transformer 132 kV side protection and BCU (E02, E06) | set | 2
2.10.6 | 132 kV OHL Protection Terminals and BCU (E03, E07) | set | 2
2.10.7 | 132kV Bus-coupler and Busbar protections and BCU (E04) | set | 1
2.10.8 | 132/33kV 24/30 MVA Transformer feeder protection 132 kV side and BCU (E01, E05) | set | 2
2.10.9 | 132/33kV 24/30 MVA Transformer feeder bay control and protection (BCPU) 33 kV side (J02, J09) (installed in 33 kV switchgear) | set | 2
2.10.10 | 33kV Bus-coupler bay control and protection (BCPU) (J07) (installed in 33 kV switchgear) | set | 1
2.10.11 | 33kV Feeder bay control and protection (BCPU) (J04, J08) | set | 2
2.10.12 | 33/11kV 8/10MVA Transformer feeder bay control and protection (BCPU) 33 kV side (J03, J10) (installed in 33 kV switchgear) | set | 2
2.10.13 | 33/11kV 8/10MVA Transformer feeder protection 11 kV side (K03, K08) (installed in 11 kV switchgear) | set | 2
2.10.14 | 11kV Feeder bay control and protection (BCPU) (K04, K05, K11, K12, K13, K14) (installed in 11 kV switchgear) | set | 5
2.10.15 | 11kV Auxiliary Transformer Feeder bay control and protection (BCPU) (K06, K10) (installed in 11 kV switchgear) | set | 2
2.10.16 | 11kV Bus-coupler protection (K07) | set | 1
2.10.17 | All other necessary equipment and materials to complete the supply and the installation | lot | 1
2.11 | Synchrophasor Measurement Unit (PMU) for monitoring voltage and current as defined in the Scope, including software, documentation, cubicles, accessories | set | 1
2.12 | SCADA and SCMS
2.12.1 | SCADA and SCMS system for new 220/132/33/11 kV Substation including all necessary cabling, cubicles, equipment and materials to complete the supply and the installation | lot | 1
2.12.2 | Equipment and material for interfacing with NLDC/ECC including all necessary cabling, cubicles, equipment and materials to complete the supply and the installation | lot | 1
2.12.3 | Equipment and material for interfacing with future New Damauli 400 kV Substation including all necessary cabling, cubicles, equipment and materials to complete the supply and the installation | lot | 1
2.13 | Telecommunication
2.13.1 | SDH Equipment SDH node for FOC connections of new 220 kV GIS Lekhnath Substation, to Tanahu HPP, 220 kV Bharatpur Substation, Old Damauli and 132 kV Bharatpur. | lot | 1
2.13.2 | Fibre optical cables, including approach cable from splicing box to SDH equipment and patch cords | lot | 1
2.13.3 | Optical Distribution Frame and accessories | lot | 1
2.13.4 | IP-PBX telephony system, including appropriate telephone sets | lot | 1
2.13.5 | All other necessary cubicles, software, equipment and materials to complete the supply and the installation | lot | 1
2.14 | Metering
2.14.1 | Meter for 220kV OHL Main & Control | set | 6
2.14.2 | Meter for 132 OHL Main & Control | set | 2
2.14.3 | Meter for 220/132 kV Transformers, (220 kV side and 132 kV side), Main & Control | set | 2
2.14.4 | Meter for 132/33 kV Transformers, 132 kV side and 33 kV side), Main & Control | set | 2
2.14.5 | Meter for 33/11 kV Transformers, (33 kV side and 11 kV side), Main & Control | set | 2
2.14.6 | Meter for 33 kV Feeders Main & Control | set | 2
2.14.7 | Meter for 11 kV Feeders Main & Control | set | 7
2.14.8 | Meter for auxiliary transformers Main & Control | set | 2
2.14.9 | Communication equipment (Ethernet Switches / Patch Panels / FOs / Cables etc..) | lot | 1
2.14.10 | GPRS-GSM communication device | lot | 1
2.14.11 | Cabinet | lot | 1
2.14.12 | Notebook PC including related software for local access for meter reading | set | 1
2.14.13 | All other necessary, software, equipment and materials to complete the supply and the installation | lot | 1
2.15 | Power and Control Cables
2.15.1 | HV cable systems comprising 132 kV XLPE cables for the connection between the secondary windings of 220/132 kV transformers and the 132 kV switchgear | lot | 1
2.15.2 | MV cable systems comprising 33 kV XLPE cables for the connection between secondary windings of 132/33 kV transformers and 33 kV switchgear | lot | 1
2.15.3 | MV cable systems comprising 33 kV XLPE cables for the connection between 33 kV switchgear and 33/11 kV transformers | lot | 1
2.15.4 | MV cable systems comprising 33 kV XLPE cables for the connection between 33kV switchgear and auxiliary transformers | lot | 1
2.15.5 | MV cable systems comprising 11 kV XLPE cablesfor the connection between secondary windings of 33/11 kV transformers and 11 kV switchgear | lot | 1
2.15.6 | MV cable systems comprising 11 kV XLPE cables for the connection of three 11 kV feeders between between 11 kV switchgear and distribution OHL pole location on the north side of the substation towards the river | lot | 1
2.15.7 | LV Power and Control cables and accessories for auxiliary supply, protection, control, metering including accessories | lot | 1
2.15.8 | All other necessary equipment and materials to complete the supply and the installation | lot | 1
2.16 | Earthing and lightning protection systems | lot | 1
2.17 | Lighting and small power system | lot | 1
2.18 | Fire Protection system
2.18.1 | Fire detection system | lot | 1
2.18.2 | Portable fire extinguishers | lot | 1
2.18.3 | Fire fighting system
2.18.3.1 | Containerised fire fighting pump system | lot | 1
2.18.3.2 | Fire fighting water tank | lot | 1
2.18.3.3 | Fire fighting water supply pump with well | lot | 1
2.18.3.4 | Transformer deluge systems for autotransformers | set | 6
2.18.3.5 | Fire hydrant network and interconnection piping | lot | 1
2.18.3.6 | All accessories necessary for the satisfactory operation of the system but which are not separately listed | lot | 1
2.19 | CCTV system
2.19.1 | Central unit | set | 1
2.19.2 | Control panel | set | 1
2.19.3 | Monitor | set | 2
2.19.4 | Indoor Camera | lot | 1
2.19.5 | Outdoor Camera | lot | 1
2.19.6 | All other necessary equipment and materials to complete the extension | lot | 1
2.20 | Civil Works
2.20.1 | Site Development Works | lot | 1
2.20.1.1 | Phase 1
2.20.1.1.1 | General Site Development works | lot | 1
2.20.1.1.2 | Temporary bridge from existing access road over Chabdi river for temporary access during site development works and enhancement of xisting access road | lot | 1
2.20.1.1.3 | Removal and disposal of existing building | lot | 1
2.20.1.1.4 | External drainage collector 1 (hill side south of substation) | lot | 1
2.20.1.1.5 | External drainage collector 2 (400 kV side east of substation) | lot | 1
2.20.1.1.6 | Development of the 220kV substation platform (excavation, filling and compaction, flood protection works). The temporary access road and temporary bridge may be used for these works. | lot | 1
2.20.1.1.7 | Permanent access road, including related rainwater protection works | lot | 1
2.20.1.1.8 | Inner fencing surrounding the substation area with main access gate and maintenance access gates to area between the 220kV substation platform and the riverbed | lot | 1
2.20.1.1.9 | Access road (3 m wide) from maintenance access gates to area between the 220kV substation platform and the riverbed | lot | 1
2.20.1.2 | Phase 2
2.20.1.2.1 | Removal and disposal of temporary access bridge | lot | 1
2.20.1.2.2 | Levelling of the area between the 220kV substation platform and the riverbed (no filling required for the area between the 220kV substation platform and the riverbed) and development of a drainage system to drain water from this area | lot | 1
2.20.1.2.3 | Development flood retaining wall and external chain link fence | lot | 1
2.20.1.2.4 | Flood retaining wall north-west, adjacent to the riverbed | lot | 1
2.20.1.2.5 | Low wall along external drainage collector on south side | lot | 1
2.20.1.2.6 | Low wall along east side of substation platform (towards future 400 kV substation | lot | 1
2.20.2 | Site installation and temporary works | lot | 1
2.20.3 | Temporary Site Facilities
2.20.3.1 | Temporary site facilities and accommodations, including office containers, sanitary containers, rest rooms, etc., for Contractor’s own staff | lot | 1
2.20.3.2 | Office container for Employer / Engineer | lot | 1
2.20.4 | Buildings
2.20.4.1 | 220 kV GIS Building | lot | 1
2.20.4.2 | Overhead travelling crane for 220kV GIS room | unit | 1
2.20.4.3 | Ventilation System for 220kV GIS room | unit | 1
2.20.4.4 | 132 kV GIS Building | lot | 1
2.20.4.5 | Overhead travelling crane for 132kV GIS room | unit | 1
2.20.4.6 | Ventilation System for 132kV GIS room | unit | 1
2.20.4.7 | Control Building | lot | 1
2.20.4.8 | Airconditioning and Ventilatiopn for Control Building | lot | 1
2.20.4.9 | Separate strore building | lot | 1
2.20.4.10 | Guard house | lot | 1
2.20.4.11 | Airconditioning for Guard House | lot | 1
2.20.4.12 | Furniture as defined in VII-6 Technical Requirements Civil Works | lot | 1
2.20.5 | Transformer Foundations
2.20.5.1 | 220/132 kV 50/63 MVA power transformer foundations with oil catch and pits and fire separation walls for two (2) transformers | lot | 1
2.20.5.2 | 132/33 kV 24/30 MVA power transformer foundationswith oil catch and pits and fire separation walls for two (2) transformers | lot | 1
2.20.5.3 | 33/11 kV 8/10 MVA power transformer foundations with oil catch and pits and fire separation walls for two (2) transformers | lot | 1
2.20.5.4 | Auxiliary transformer foundations with sunshade and oil catch pits for two (2) transformers | lot | 1
2.20.5.5 | Common oil collection pit with oil separator | lot | 1
2.20.6 | Outdoor foundations - HV equipment
2.20.6.1 | 220 kV gantry foundations | lot | 1
2.20.6.2 | 220 kV AIS equipment foundations for voltage transformers and surge arrestors | lot | 1
2.20.6.3 | 220 kV GIB and SF6/air termination foundations | lot | 1
2.20.6.4 | 132 kV gantry foundations | lot | 1
2.20.6.5 | 132 kV AIS equipment foundations for voltage transformers and surge arrestors | lot | 1
2.20.6.6 | 132 kV GIB and SF6/air termination foundations | lot | 1
2.20.7 | Outdoor foundations - other equipment
2.20.7.1 | Foundation for the diesel generator and fuel storage | lot | 1
2.20.7.2 | Foundation for the containerised fire fighting pump system | lot | 1
2.20.7.3 | Foundation for the fire water tank | lot | 1
2.20.8 | Channels, ducts etc. for:
2.20.8.1 | 220 kV cables from the 220 kV GIS up to the fence towards the future 400 kV Substation | lot | 1
2.20.8.2 | 220 kV cables from the 220 kV GIS up to the fence towards the future 220 kV gantries | lot | 1
2.20.8.3 | 132 kV cables from the 220/132 kV transformers to the 132 kV switchgear | lot | 1
2.20.8.4 | 33 kV cables from 132/33 kV transformers to 33 kV switchgear and from 33 kV switchgear to 33/11 kV transformers | lot | 1
2.20.8.5 | 33 kV cables from and 33 kV switchgear to auxiliary 33/0.4 kV transformer | lot | 1
2.20.8.6 | 11 kV power cables from 132/11 kV transformers to 11 kV switchgear | lot | 1
2.20.8.7 | 11 kV power cables from 11 kV switchgear to auxiliary transformers | lot | 1
2.20.8.8 | 11 kV outgoing feeder cables between between 11 kV switchgear and distribution OHL pole location on the north side of the substation towards the river | lot | 1
2.20.8.9 | 33 kV outgoing feeder cables between between 33 kV switchgear and distribution OHL pole location on the north side of the substation towards the river | lot | 1
2.20.8.10 | LV power and control cables from 220 kV GIS building to autotransformer and outdoor equipment | lot | 1
2.20.8.11 | LV power and control cables from 132 kV GIS building to power transformer and outdoor equipment | lot | 1
2.20.8.12 | LV power and control cables from 220 kV GIS building to 132 kV building | lot | 1
2.20.9 | Roads, paving and gravel bed surfacing
2.20.9.1 | Concrete roads and surfacing inside subststion as indicated in the Substtation Layout drawing | lot | 1
2.20.9.2 | Car Park with roof shade as indicated in the Substtation Layout drawing | lot | 1
2.20.9.3 | Crushed rock surfacing inside subststion as indicated in the Substtation Layout drawing | lot | 1
2.20.10 | Water supply system
2.20.10.1 | Water treatment plant | lot | 1
2.20.10.2 | Internal water supply system | lot | 1
2.20.11 | Drainage and sewage systems
2.20.11.1 | The storm water drainage system inside substation area | lot | 1
2.20.11.2 | Sanitary sewage drainage system inside substation area | lot | 1
2.20.12 | Landscaping | lot | 1
2.20.12.1 | Plantations using low to medium-high growing plants and grass along the main roads and buildings, as indicated on the layout drawings | lot | 1
2.21 | Communication and Visibility | lot | 1
3 | TRAINING OF EMPLOYER'S STAFF (On Site / In Nepal)
3.1 | High voltage switchgear | lot | 1
3.2 | Medium voltage switchgear | lot | 1
3.3 | Auto and power transformers | lot | 1
3.4 | LV auxiliary systems | lot | 1
3.5 | Protection and control systems | lot | 1
3.6 | SCMS | lot | 1
3.7 | SCADA | lot | 1
3.8 | Telecommunication | lot | 1
3.9 | CCTV System | lot | 1
3.10 | Fire protection system | lot | 1
TOTAL (to Schedule No. VI Grand Summary)
Name of Bidder:
Signature of Bidder:

## Schedule No. V
Substation Package B
Kreditanstalt für Wiederaufbau (KfW)
Nepal Electricity Authority (NEA)
Schedule No. V: ESHS Requirements
Item | Description | Unit | Total (NPR)
1 | ESHS Requirements
1.1 | Resources allocated to ESHS management as per the ESMP requirements | Lump sum
1.2 | Required tools, equipment, facilities (toilets/cabin/tents/security), and transportation for Archaeological Clerk of Works for any archaeological excavations required | Lump sum
1.3 | Required tools, equipment, facilities (toilets/cabin/tents/security), and transportation for Biodiveristiy Clerk of Work to sites required (Biodiversity Clerk of Work appointed by NEA) | Lump sum
1.4 | Drafting and updating the ESHS documentation, reporting, inspections as per the ESMP requirements | Lump sum
1.5 | Implementation of the Health and Safety Plan: meetings, health care center, medical check-ups, emergencies and evacuations, safety protective equipment, hygiene as per the ESMP requirements | Lump sum
1.6 | Accommodation, drinking water, meals and transportation of staff(*) as per the ESMP requirements (*) : The Bidder shall detail the financial conditions of the supply of accommodation, meals and transport to its staff.
1.6.1 | - Accommodation | Lump sum
1.6.2 | - Meals | Lump sum
1.6.3 | - Transport | Lump sum
1.7 | Local recruitment and training management costs | Lump sum
1.8 | Biodiversity studies, surveys and related activites as per ESMP requirements | -
1.9 | Temporary access rights, land take and compensation as per the ESMP requirements | Lump sum
1.10 | Vegetation and tree removal as per ESMP requirements | Lump sum
1.11 | Protection of the biodiversity, adjacent areas, prevention of erosion at work sites and access tracks as per the ESMP requirements | Lump sum
1.12 | Traffic, noise and atmospheric emissions management as per the ESMP requirements | Lump sum
1.13 | Contamination studies, wastewater, waste and hazardous products mangement as per the ESMP requirements | Lump sum
1.14 | Site reinstatement as per the ESMP requirements | Lump sum
1.15 | Other material, equipment or studies not specifically mentioned but deemed necessary based on ESMP requirements | Lump sum
1.15.1 | River training structures | Lump sum
1.15.2 | Culvert for Chaabdi Khola (near substation) | Lump sum
TOTAL (to Schedule No. VI Grand Summary)
Name of Bidder:
Signature of Bidder:

## Schedule No. VI
Substation Package B
Kreditanstalt für Wiederaufbau (KfW)
Nepal Electricity Authority (NEA)
Schedule No. VI: Grand Summary
Schedule | Description | Total | Total
|  | (USD) | (NPR)
1 | Plant, and Mandatory Spare Parts supplied from abroad
2 | Plant, and Mandatory Spare Parts supplied from within the Employer's Country
3 | Design Services
4 | Installation and Other Services
5 | ESHS Requirements
6 | TOTAL (to Bid Form)
Name of Bidder:
Signature of Bidder:

## Schedule No. VII
Substation Package B
Kreditanstalt für Wiederaufbau (KfW)
Nepal Electricity Authority (NEA)
Schedule No. VII: Recommended Spare Parts and Tools
Item | Description | Country of Origin | Unit | Quantity | Unit Price | Total
[5 empty] | CIP | CIP
[5 empty] | (USD) | (USD)
|  |  |  | 1 | 2 | 3 = 1 x 2
Name of Bidder:
Signature of Bidder:

## Civil Works (hidden)
BARKI TOJIK |  |  | MINISTRY OF ECONOMIC AND TRADE OF THE REPUBLIC OF TAJIKISTAN |  |  |  | Project-No.: | 6793A01
KREDITANSTALT FUER WIEDERAUFBAU |  |  | REHABILITATION OF 500/220 KV SWITCHYARDS
AT NUREK HYDROPOWER PLANT
[7 empty] | Date: | 2009-04-01
FICHTNER |  |  | New 220 kV GIS Switchgear |  |  |  | Annex: | 4.1-3b
Item |  |  | Country of Origin | Qty. | Unit Price |  | Total Price | Taxes and Duties
[5 empty] | Foreign Currency | CIP | Foreign Currency | Local Currency
1 |  | 2 | 3 | 4 | 5 | 6 | 7= 4 x 6 | 8
T | Civil Works
T.1 | 1 | 220 kV GIS Building |  | 1
T.2 | 1 | Overhead Travelling Crane |  | 1
T.3 | 1 | Control Building |  | 1
T.4 | 1 | Cable Duct Bank to cross transformer road |  | 1
T.5 | 1 | Cable trench to AT1 (1 system, ca. 90 m) |  | 1
T.6 | 1 | Cable trench to AT2 (1 system, ca. 45m) |  | 1
T.7 | 1 | Cable trench to GT lines (3 systems, ca. 120 m) |  | 1
T.8 | 1 | Cable trench to OHL gantries (5 systems, ca. 225 m) |  | 1
T.9 | 1 | Cable trench to OHL gantries (3 systems, ca. 60 m) |  | 1
T.10 | 15 | Foundations for single phase CCVT's |  | 15
T.11 | 30 | Foundations for single phase cable sealing ends |  | 30
T.12 | 30 | Foudations for single phase lightning arresters |  | 30
T.13 | 1 | Proposal for 500 kV cable routing |  | 1
T.14 | 1 | Re-routing of existing pipeworks for compressed air, |  | 1
water for fire fighting, existing control cables etc.
Subtotal Civil Works

## Options (hidden)
BARKI TOJIK |  |  | MINISTRY OF ECONOMIC AND TRADE OF THE REPUBLIC OF TAJIKISTAN |  |  |  | Project-No.: | 6793A01
KREDITANSTALT FUER WIEDERAUFBAU |  |  | REHABILITATION OF 500/220 KV SWITCHYARDS
AT NUREK HYDROPOWER PLANT
[7 empty] | Date: | 2009-04-01
FICHTNER |  |  | New 220 kV GIS Switchgear |  |  |  | Annex: | 4.1-3b
Item |  |  | Country of Origin | Qty. | Unit Price |  | Total Price | Taxes and Duties
[5 empty] | Foreign Currency | CIP | Foreign Currency | Local Currency
1 |  | 2 | 3 | 4 | 5 | 6 | 7= 4 x 6 | 8
W | Options
W.1 | 18 | OPGW for Line Nurek HPP - Ordjonikidzeabad with |  | 18
branch line to Nurek S/S incl. telecom equipment
W.2 | 24 | OPGW for Line Ordjonikidzeabad - Novaya incl. |  | 24
incl. telecom equipment
W.3 | 2 | 10/6 kV, 10 MVA power transformers |  | 2
W.4 | 2 | Foundations for power transformers under V.3 |  | 2
complete with connection to existing common oil
collecting pit
W.5 | 6 | 10 kV air type current limiting reactors |  | 6
W.6 | 6 | Steel supporting structures for the reactors under V.5 |  | 6
W.7 | 6 | Foundations for the reactors under V.5 |  | 6
W.8 | 500 | 10 kV XLPE insulated power cable for connection of the |  | 500
reactors under V.5 to the 10 MVA power transformers
including all necessary laying and fixing materials
W.9 | 12 | 10 kV outdoor cable sealing ends |  | 12

## Auxiliaries (hidden)
BARKI TOJIK | MINISTRY OF ECONOMIC AND TRADE OF THE REPUBLIC OF TAJIKISTAN |  |  |  | Project-No.: | 6793A01
REHABILITATION OF 500/220 KV SWITCHYARDS
KREDITANSTALT FÜR | AT NUREK HYDROPOWER PLANT
WIEDERAUFBAU |  |  |  |  | Date: | 2009-04-01
Cost Estimation - Alternative C 1
FICHTNER | Auxiliary Equipment and Installations |  |  |  | Annex: | 4.1-3c
Description |  | 3-phase or | Quantity | Unit Price | Foreign | Local
|  | 1-phase |  |  | Cost | Cost
|  |  |  | [1000 US$] | [1000 US$] | [1000 US$]
10 kV cables for 500/220 kV transformer tertiaty winding connections , 500 m |  | 1 | 500 | 0 | 0 | 0
10 kV auxiliary switchgear |  | 3 | 1 | 500 | 500 | 0
Auxiliary transformer 6/0.4 kV, 200 kVA |  | 3 | 1 | 30 | 30 | 0
LV AC supply system |  | 3 | 1 | 200 | 200 | 0
DC supply system ( charger and battery) |  | 2 | 2 | 100 | 200 | 0
Substation control and monitoring system |  |  | 1 |  | 1600 | 0
Power Line Carrier Equipment |  |  | 7 | 50 | 350 | 0
SCADA and Telecommunication Equipment |  |  | 1 Lot |  | 400

## Options_ (hidden)
BARKI TOJIK |  | MINISTRY OF ECONOMIC AND TRADE OF THE REPUBLIC OF TAJIKISTAN |  |  | Project-No.: | 6793A01
REHABILITATION OF 220 KV SWITCHYARDS
KREDITANSTALT FÜR |  | AT NUREK HYDROPOWER PLANT
WIEDERAUFBAU |  |  |  |  | Date: | 2009-04-01
Cost Estimation
FICHTNER |  | Options |  |  | Annex: | 4.1-3a
Description |  |  | Quantity | Unit Price | Foreign | Local
[5 empty] | Cost | Cost
|  |  |  | [1000 US$] | [1000 US$] | [1000 US$]
OPGW for Line Nurek HPP - Ordjonikidzeabad with brunch line to Nurek S/S incl. Telecom Equipment (Installation of tower peaks will be done by Barki Tojik) |  |  | 18 Km | 10 | 180
OPGW for Line Ordjonikidzeabad - Novaya incl. Telecom Equipment (Installation of tower peaks will be done by Barki Tojik) |  |  | 24 Km | 10 | 240
Sub-total (equipment and materials) |  |  |  |  | 420 | 0
500 kV switchgear building |  |  |  |  | 300 | 1500
500 kV cable ducts |  |  |  |  | 30 | 1700
Installation and commissioning |  |  |  |  | 2000 | 500
Spare parts (5%) |  |  |  |  | 21 | 0
Total 500 kV GIS Switchgear Costs |  |  |  |  | 2771 | 3700
Physical Contingencies (5%) |  |  |  |  | 139 | 185
Price Contingencies (4%) |  |  |  |  | 111 | 148
Engineering (4.5%) |  |  |  |  | 125 | 167
Grand total 500 kV GIS Switchgear Costs |  |  |  |  | 3146 | 4200
| Total Cost 500 kV GIS Switchgear: US$ |  |  | 7.346 | million
(without VAT and interest during construction)