## S-5
Nepal Electricity Authority
Distribution and Consumer Services Directorate
Distribution System Upgrade and Expansion Project
Schedule of Rates and Prices
Schedule No. 5: Grand Summary (Excluding Custom Duty and VAT applicable in Employer's Country)
|  | FC: USD | LC: NPR
Schedule No. | Title | Total Price
|  | Foreign Currency | Local Currency
1 | Plant and Mandatory Spare Parts Supplied from Abroad | 0 | 0
2 | Plant and Mandatory Spare Parts Supplied from Within the Employer’s Country | 0 | 0
3 | Design Services | 0 | 0
4 | Installation and Other Services | 0 | 35000000
Grand Total to be carried forward to Letter of Price Tender |  | 0 | 35000000
The Correctness of the Calculations and Formula shall be the sole responsibility of the Bidder.

## S-5-1
Nepal Electricity Authority
Distribution and Consumer Services Directorate
Distribution System Upgrade and Expansion Project
Project Component Wise Summary of Costs (Excluding Custom Duty and VAT applicable in Employer's Country)
Item | Description | Total Price
|  | Foreign Currency | Local Currency
1 | 2 | 3 | 4
1 | 11 kV Line
1.1 | Plant and Mandatory Spare Parts Supplied from Abroad | 0 | 0
1.2 | Plant and Mandatory Spare Parts Supplied from Within the Employer’s Country | 0 | 0
1.3 | Design Services | 0 | 0
1.4 | Installation and Other Services | 0 | 0
T-1 | Sub Total of 11 kV Line | 0 | 0
2 | Distribution Transformers and Switchgear
2.1 | Plant and Mandatory Spare Parts Supplied from Abroad | 0 | 0
2.2 | Plant and Mandatory Spare Parts Supplied from Within the Employer’s Country | 0 | 0
2.3 | Design Services | 0 | 0
2.4 | Installation and Other Services | 0 | 0
T-2 | Sub Total of Distribution Transformers and Switchgear | 0 | 0
3 | Low Tension Lines
3.1 | Plant and Mandatory Spare Parts Supplied from Abroad | 0 | 0
3.2 | Plant and Mandatory Spare Parts Supplied from Within the Employer’s Country | 0 | 0
3.3 | Design Services | 0 | 0
3.4 | Installation and Other Services | 0 | 0
T-3 | Sub Total of Low Tension Lines | 0 | 0
4 | Environmental and Social Mitigation Works (Provisional Sum)
4.1 | Environmental and Social Mitigation Works | 0 | 35000000
T-4 | Sub Total of Environmental and Social Mitigation Works (Provisional Sum) | 0 | 35000000
Grand Total (Sum of T-1 … T-4) |  | 0 | 35000000

## S-1
Nepal Electricity Authority
Distribution and Consumer Services Directorate
Distribution System Upgrade and Expansion Project
Schedule of Rates and Prices
Summary of Schedule No. 1: Plant and Mandatory Spare Parts Supplied from Abroad (Excluding Custom Duty and VAT applicable in Employer's Country)
|  | FC: USD | LC: NPR
Schedule No. | Title | Total Price
|  | Foreign Currency | Local Currency
A. | 11 kV Line | 0 | 0
B. | Distribution Transformers and Switchgear | 0 | 0
C. | Low Tension Lines | 0 | 0
Grand Total to be carried forward to Schedule 5 |  | 0 | 0

## S-1-A
Nepal Electricity Authority
Distribution and Consumer Services Directorate
Distribution System Upgrade and Expansion Project
Schedule of Rates and Prices
Schedule No. 1: Plant and Mandatory Spare Parts Supplied from Abroad (Excluding Custom Duty and VAT applicable in Employer's Country)
[14 empty] | FC: USD | LC: NPR
Item | Description | Country of Origin | Unit | Unit Rate, CIP (Nepal Border) | Quantity |  |  |  | Total Quantity | Unit Rate, Domestic Transportation and Insurance, Local Currency |  |  |  | Total, CIP (Nepal Border) | Total, Domestic Transportation and Insurance
|  |  |  | Foreign Currency | Bajhang DSUEP | Rukum East DSUEP | Baitadi DSUEP | Rolpa DSUEP |  | Bajhang DSUEP | Rukum East DSUEP | Baitadi DSUEP | Rolpa DSUEP | Foreign Currency | Local Currency
1 | 2 | 3 | 4 | 5 | 6 |  |  |  | 7 = Σ6 | 8 |  |  |  | 9 = 5 x 7 | 10 = Σ(π(8 x 6))
[5 empty] | A | B | C | D |  | A | B | C | D
A. | 11 kV Line | [7 empty] | 0 |  |  |  |  | 0 | 0
A.1 | Conductors | [7 empty] | 0 |  |  |  |  | 0 | 0
1 | XLPE Overhead Covered Conductor, 100 sq mm. with 5% Sag |  | kms |  | 91 | 45 | 17 | 17 | 170 |  |  |  |  | 0 | 0
2 | XLPE Overhead Covered Conductor, 55 sq mm. with 5% Sag |  | kms |  | 514 | 257 | 96 | 96 | 963 |  |  |  |  | 0 | 0
3 | Mid-Span Joining Sleeve (Covered Conductor. rated min 500A) |  | set |  | 1152 | 576 | 216 | 216 | 2160 |  |  |  |  | 0 | 0
4 | Tension/Anchoring Assembly (including Anti-tracking Device and Socket Eye) |  | set |  | 18 | 9 | 3 | 3 | 33 |  |  |  |  | 0 | 0
5 | Polymeric Pin Ties, and Top Ties |  | set |  | 18 | 9 | 3 | 3 | 33 |  |  |  |  | 0 | 0
6 | Insulation Piercing Connectors (IPC) - Type 1 |  | set |  | 18 | 9 | 3 | 3 | 33 |  |  |  |  | 0 | 0
7 | Insulation Piercing Connectors (IPC) - Type 2 |  | set |  | 18 | 9 | 3 | 3 | 33 |  |  |  |  | 0 | 0
8 | Insulation Piercing Connectors (IPC) - Type 3 |  | set |  | 71 | 35 | 35 | 35 | 176 |  |  |  |  | 0 | 0
[9 empty] | 0 |  |  |  |  | 0 | 0
A.2 | Poles and Accessories | [7 empty] | 0 |  |  |  |  | 0 | 0
A.2.1 | STP Pole and Accessories - Single Circuit | [7 empty] | 0 |  |  |  |  | 0 | 0
1 | 11 M Steel Tubular Pole |  | nos. |  | 3040 | 1520 | 570 | 570 | 5700 |  |  |  |  | 0 | 0
2 | Back Strap for Pin Type Insulator for 11 kV |  | nos. |  | 4560 | 2280 | 855 | 855 | 8550 |  |  |  |  | 0 | 0
3 | Double Arming Bolts with suitable nuts and washers (M16 x 305 mm) |  | set |  | 3040 | 1520 | 570 | 570 | 5700 |  |  |  |  | 0 | 0
4 | Bolts with suitable nuts and washers (M16 x 305 mm) |  | set |  | 3800 | 1900 | 712.5 | 712.5 | 7125 |  |  |  |  | 0 | 0
5 | Bolts with suitable nuts and washers (M16 x 51 mm) |  | set |  | 16900 | 8875 | 4125 | 4125 | 34025 |  |  |  |  | 0 | 0
6 | Disc Type Insulator for 11 kV |  | set |  | 4560 | 2280 | 855 | 855 | 8550 |  |  |  |  | 0 | 0
7 | Flat Crossarm Brace 11 kV (40 x 6 x 660 mm) |  | nos. |  | 7600 | 3800 | 1425 | 1425 | 14250 |  |  |  |  | 0 | 0
8 | Insulator Pin for Pin Insulator of 11 kV |  | set |  | 9120 | 4560 | 1710 | 1710 | 17100 |  |  |  |  | 0 | 0
9 | Interconnecting Clamp for MVCC |  | set |  | 912 | 456 | 171 | 171 | 1710 |  |  |  |  | 0 | 0
10 | Pin Type Insulator for 11 kV |  | nos. |  | 9120 | 4560 | 1710 | 1710 | 17100 |  |  |  |  | 0 | 0
11 | Pole Clamp with Nut, bolt and washers (TC1) with channel and support structures all complete as per design and drawings |  | set |  | 3800 | 1900 | 712.5 | 712.5 | 7125 |  |  |  |  | 0 | 0
12 | Pole Clamp with Nut, bolt and washers (TC2) with channel and support structures all complete as per design and drawings |  | set |  | 3800 | 1900 | 712.5 | 712.5 | 7125 |  |  |  |  | 0 | 0
13 | Pole Clamp with Nut, bolt and washers, Bottom Bracing (TC5) with channel and support structures all complete as per design and drawings |  | set |  | 200 | 150 | 150 | 150 | 650 |  |  |  |  | 0 | 0
14 | Pole Clamp with Nut, bolt and washers, Top Bracing (TC4) with channel and support structures all complete as per design and drawings |  | set |  | 200 | 150 | 150 | 150 | 650 |  |  |  |  | 0 | 0
15 | Preformed Pin Ties, Top Ties |  | set |  | 9120 | 4560 | 1710 | 1710 | 17100 |  |  |  |  | 0 | 0
16 | Steel Crossarm Top Channel (100 x 50 x 6.4 x 300 mm) |  | nos. |  | 3800 | 1900 | 712.5 | 712.5 | 7125 |  |  |  |  | 0 | 0
17 | Steel Crossarm Bottom Channel (100 x 50 x 6.4 x 1200 mm) |  | nos. |  | 3800 | 1900 | 712.5 | 712.5 | 7125 |  |  |  |  | 0 | 0
18 | Steel Crossarm Channel (100 x 50 x 6.4 x 2390 mm) |  | nos. |  | 100 | 75 | 75 | 75 | 325 |  |  |  |  | 0 | 0
19 | Steel Bracing Angle (40 x 40 x 5 x 2071 mm) |  | nos. |  | 200 | 150 | 150 | 150 | 650 |  |  |  |  | 0 | 0
20 | Steel Crossarm Bracing Angle (40 x 40 x 5 x 2723 mm) |  | nos. |  | 200 | 150 | 150 | 150 | 650 |  |  |  |  | 0 | 0
21 | Steel Offset Type Crossarm Channel (100 x 50 x 6.4 x 1700 mm) |  | nos. |  | 100 | 75 | 50 | 50 | 275 |  |  |  |  | 0 | 0
22 | Flat Crossarm Brace 11 kV (40 x 6 x 877 mm) |  | nos. |  | 100 | 75 | 50 | 50 | 275 |  |  |  |  | 0 | 0
23 | Strap for Insulator String for 11 kV |  | set |  | 4560 | 2280 | 855 | 855 | 8550 |  |  |  |  | 0 | 0
24 | Tension Set with Ball and Socket Eye |  | set |  | 4560 | 2280 | 855 | 855 | 8550 |  |  |  |  | 0 | 0
[9 empty] | 0 |  |  |  |  | 0 | 0
A.2.2 | STP Pole and Accessories - Double Circuit | [7 empty] | 0 |  |  |  |  | 0 | 0
1 | 11 m Steel Tubular Pole |  | nos. |  | 214 | 107 | 40 | 40 | 401 |  |  |  |  | 0 | 0
2 | Back Strap |  | nos. |  | 642 | 321 | 120 | 120 | 1203 |  |  |  |  | 0 | 0
3 | Bolts with suitable nuts and washers as required |  | set |  | 5453 | 2704 | 1180 | 1180 | 10517 |  |  |  |  | 0 | 0
4 | Disc Type Insulator for 11 kV |  | set |  | 642 | 321 | 120 | 120 | 1203 |  |  |  |  | 0 | 0
5 | Flat Crossarm Brace 11 kV (40 x 5 x 720 mm) |  | nos. |  | 1712 | 856 | 320 | 320 | 3208 |  |  |  |  | 0 | 0
6 | Flat Crossarm Brace 11 kV (40 x 5 x 660 mm) |  | nos. |  | 954 | 468 | 180 | 180 | 1782 |  |  |  |  | 0 | 0
7 | Steel Bracing Angle (40 x 40 x 5 x 2071 mm) |  | nos. |  | 40 | 20 | 20 | 20 | 100 |  |  |  |  | 0 | 0
8 | Steel Crossarm Bracing Angle (40 x 40 x 5 x 2723 mm) |  | nos. |  | 40 | 20 | 20 | 20 | 100 |  |  |  |  | 0 | 0
9 | Insulator Pin for Pin Insulator of 11 kV |  | set |  | 1284 | 642 | 240 | 240 | 2406 |  |  |  |  | 0 | 0
10 | Interconnecting Clamp for MVCC |  | set |  | 129 | 65 | 24 | 24 | 242 |  |  |  |  | 0 | 0
11 | Pin Type Insulator for 11 kV |  | nos. |  | 1284 | 642 | 240 | 240 | 2406 |  |  |  |  | 0 | 0
12 | Pole Clamp with Nut, bolt and washers (TC1) with channel and support structures all complete as per design and drawings |  | set |  | 627 | 312 | 130 | 130 | 1199 |  |  |  |  | 0 | 0
13 | Pole Clamp with Nut, bolt and washers (TC2) with channel and support structures all complete as per design and drawings |  | set |  | 627 | 312 | 130 | 130 | 1199 |  |  |  |  | 0 | 0
14 | Pole Clamp with Nut, bolt and washers, Bottom Bracing (TC5) with channel and support structures all complete as per design and drawings |  | set |  | 40 | 20 | 20 | 20 | 100 |  |  |  |  | 0 | 0
15 | Pole Clamp with Nut, bolt and washers, Top Bracing (TC4) with channel and support structures all complete as per design and drawings |  | set |  | 40 | 20 | 20 | 20 | 100 |  |  |  |  | 0 | 0
16 | Preformed Pin Ties, Top Ties |  | set |  | 1284 | 642 | 240 | 240 | 2406 |  |  |  |  | 0 | 0
17 | Steel Crossarm Channel (100 x 50 x 6.4 x 1700 mm) |  | nos. |  | 428 | 214 | 80 | 80 | 802 |  |  |  |  | 0 | 0
18 | Steel Crossarm Channel (100 x 50 x 6.4 x 1200 mm) |  | nos. |  | 159 | 78 | 30 | 30 | 297 |  |  |  |  | 0 | 0
19 | Steel Crossarm Channel (100 x 50 x 6.4 x 2390 mm) |  | nos. |  | 20 | 10 | 10 | 10 | 50 |  |  |  |  | 0 | 0
22 | Strap for Insulator String for 11 kV |  | set |  | 642 | 321 | 120 | 120 | 1203 |  |  |  |  | 0 | 0
23 | Tension Set with Ball and Socket Eye |  | set |  | 642 | 321 | 120 | 120 | 1203 |  |  |  |  | 0 | 0
[14 empty] | 0 | 0
A.2.3 | Stays | [12 empty] | 0 | 0
1 | Pole Clamp with Nut, bolt and washers (TC3) with channel and support structures all complete as per design and drawings |  | set |  | 1302 | 651 | 244 | 244 | 2441 |  |  |  |  | 0 | 0
2 | Bolts with suitable nuts and washers (M16 x 50 mm) |  | nos. |  | 2604 | 1302 | 488 | 488 | 4882 |  |  |  |  | 0 | 0
3 | Bolts with suitable nuts and washers (M16 x 100 mm) |  | nos. |  | 2604 | 1302 | 488 | 488 | 4882 |  |  |  |  | 0 | 0
4 | Stay Wire, (7/10 SWG minimum) |  | kg |  | 13020 | 6510 | 2440 | 2440 | 24410 |  |  |  |  | 0 | 0
5 | Stay/Guy Insulator |  | nos. |  | 1302 | 651 | 244 | 244 | 2441 |  |  |  |  | 0 | 0
6 | Stay Turn Buckle including Thimble, (18 SWG minimum) |  | set |  | 1302 | 651 | 244 | 244 | 2441 |  |  |  |  | 0 | 0
7 | Stay I bolt, (12 inch minimum) |  | nos. |  | 1302 | 651 | 244 | 244 | 2441 |  |  |  |  | 0 | 0
8 | Stay I Rod/Anchor Rod, (minimum 1600 mm) |  | nos. |  | 1302 | 651 | 244 | 244 | 2441 |  |  |  |  | 0 | 0
9 | Bow set with Thimble |  | set |  | 1302 | 651 | 244 | 244 | 2441 |  |  |  |  | 0 | 0
10 | Stay Grip as required for one stay set |  | set |  | 1302 | 651 | 244 | 244 | 2441 |  |  |  |  | 0 | 0
11 | Galvanized Steel Stay Plate for Installation Underground, (600 x 600 x 6 mm minimum) |  | nos. |  | 1302 | 651 | 244 | 244 | 2441 |  |  |  |  | 0 | 0
[9 empty] | 0 |  |  |  |  | 0 | 0
A.3 | Special Components | [7 empty] | 0 |  |  |  |  | 0 | 0
1 | Power Arc Devices (3 Nos. per set) |  | set |  | 18 | 9 | 3 | 3 | 33 |  |  |  |  | 0 | 0
[9 empty] | 0 |  |  |  |  | 0 | 0
[9 empty] | 0 |  |  |  |  | 0 | 0
[9 empty] | 0 |  |  |  |  | 0 | 0
[9 empty] | 0 |  |  |  |  | 0 | 0
[9 empty] | 0 |  |  |  |  | 0 | 0
[9 empty] | 0 |  |  |  |  | 0 | 0
[9 empty] | 0 |  |  |  |  | 0 | 0
[9 empty] | 0 |  |  |  |  | 0 | 0
[9 empty] | 0 |  |  |  |  | 0 | 0
[9 empty] | 0 |  |  |  |  | 0 | 0
[9 empty] | 0 |  |  |  |  | 0 | 0
[9 empty] | 0 |  |  |  |  | 0 | 0
[9 empty] | 0 |  |  |  |  | 0 | 0
[9 empty] | 0 |  |  |  |  | 0 | 0
[9 empty] | 0 |  |  |  |  | 0 | 0
[9 empty] | 0 |  |  |  |  | 0 | 0
[9 empty] | 0 |  |  |  |  | 0 | 0
[9 empty] | 0 |  |  |  |  | 0 | 0
[9 empty] | 0 |  |  |  |  | 0 | 0
[9 empty] | 0 |  |  |  |  | 0 | 0
[9 empty] | 0 |  |  |  |  | 0 | 0
[9 empty] | 0 |  |  |  |  | 0 | 0
[9 empty] | 0 |  |  |  |  | 0 | 0
[9 empty] | 0 |  |  |  |  | 0 | 0
[9 empty] | 0 |  |  |  |  | 0 | 0
[9 empty] | 0 |  |  |  |  | 0 | 0
[9 empty] | 0 |  |  |  |  | 0 | 0
[9 empty] | 0 |  |  |  |  | 0 | 0
[9 empty] | 0 |  |  |  |  | 0 | 0
[9 empty] | 0 |  |  |  |  | 0 | 0
[9 empty] | 0 |  |  |  |  | 0 | 0
[9 empty] | 0 |  |  |  |  | 0 | 0
[9 empty] | 0 |  |  |  |  | 0 | 0
[9 empty] | 0 |  |  |  |  | 0 | 0
[9 empty] | 0 |  |  |  |  | 0 | 0
[9 empty] | 0 |  |  |  |  | 0 | 0
[9 empty] | 0 |  |  |  |  | 0 | 0
[9 empty] | 0 |  |  |  |  | 0 | 0
[9 empty] | 0 |  |  |  |  | 0 | 0
[9 empty] | 0 |  |  |  |  | 0 | 0
[9 empty] | 0 |  |  |  |  | 0 | 0
[9 empty] | 0 |  |  |  |  | 0 | 0
[9 empty] | 0 |  |  |  |  | 0 | 0
[9 empty] | 0 |  |  |  |  | 0 | 0
[9 empty] | 0 |  |  |  |  | 0 | 0
[9 empty] | 0 |  |  |  |  | 0 | 0
[9 empty] | 0 |  |  |  |  | 0 | 0
[9 empty] | 0 |  |  |  |  | 0 | 0
[9 empty] | 0 |  |  |  |  | 0 | 0
[9 empty] | 0 |  |  |  |  | 0 | 0
[9 empty] | 0 |  |  |  |  | 0 | 0
[9 empty] | 0 |  |  |  |  | 0 | 0
[9 empty] | 0 |  |  |  |  | 0 | 0
[9 empty] | 0 |  |  |  |  | 0 | 0
[9 empty] | 0 |  |  |  |  | 0 | 0
[9 empty] | 0 |  |  |  |  | 0 | 0
[9 empty] | 0 |  |  |  |  | 0 | 0
[9 empty] | 0 |  |  |  |  | 0 | 0
[9 empty] | 0 |  |  |  |  | 0 | 0
[9 empty] | 0 |  |  |  |  | 0 | 0
[9 empty] | 0 |  |  |  |  | 0 | 0
[9 empty] | 0 |  |  |  |  | 0 | 0
[9 empty] | 0 |  |  |  |  | 0 | 0
[9 empty] | 0 |  |  |  |  | 0 | 0
[9 empty] | 0 |  |  |  |  | 0 | 0
[9 empty] | 0 |  |  |  |  | 0 | 0
[9 empty] | 0 |  |  |  |  | 0 | 0
[9 empty] | 0 |  |  |  |  | 0 | 0
[9 empty] | 0 |  |  |  |  | 0 | 0
[9 empty] | 0 |  |  |  |  | 0 | 0
[9 empty] | 0 |  |  |  |  | 0 | 0
[9 empty] | 0 |  |  |  |  | 0 | 0
[9 empty] | 0 |  |  |  |  | 0 | 0
[9 empty] | 0 |  |  |  |  | 0 | 0
[9 empty] | 0 |  |  |  |  | 0 | 0
[9 empty] | 0 |  |  |  |  | 0 | 0
[9 empty] | 0 |  |  |  |  | 0 | 0
[9 empty] | 0 |  |  |  |  | 0 | 0
[9 empty] | 0 |  |  |  |  | 0 | 0
[9 empty] | 0 |  |  |  |  | 0 | 0
[9 empty] | 0 |  |  |  |  | 0 | 0
[9 empty] | 0 |  |  |  |  | 0 | 0
[9 empty] | 0 |  |  |  |  | 0 | 0
[9 empty] | 0 |  |  |  |  | 0 | 0
[9 empty] | 0 |  |  |  |  | 0 | 0
[9 empty] | 0 |  |  |  |  | 0 | 0
[9 empty] | 0 |  |  |  |  | 0 | 0
[9 empty] | 0 |  |  |  |  | 0 | 0
[9 empty] | 0 |  |  |  |  | 0 | 0
[9 empty] | 0 |  |  |  |  | 0 | 0
[9 empty] | 0 |  |  |  |  | 0 | 0
[9 empty] | 0 |  |  |  |  | 0 | 0
[9 empty] | 0 |  |  |  |  | 0 | 0
[9 empty] | 0 |  |  |  |  | 0 | 0
[9 empty] | 0 |  |  |  |  | 0 | 0
[9 empty] | 0 |  |  |  |  | 0 | 0
[9 empty] | 0 |  |  |  |  | 0 | 0
[9 empty] | 0 |  |  |  |  | 0 | 0
[9 empty] | 0 |  |  |  |  | 0 | 0
[9 empty] | 0 |  |  |  |  | 0 | 0
[9 empty] | 0 |  |  |  |  | 0 | 0
[9 empty] | 0 |  |  |  |  | 0 | 0
[9 empty] | 0 |  |  |  |  | 0 | 0
[9 empty] | 0 |  |  |  |  | 0 | 0
[9 empty] | 0 |  |  |  |  | 0 | 0
[9 empty] | 0 |  |  |  |  | 0 | 0
[9 empty] | 0 |  |  |  |  | 0 | 0
[9 empty] | 0 |  |  |  |  | 0 | 0
[9 empty] | 0 |  |  |  |  | 0 | 0
[9 empty] | 0 |  |  |  |  | 0 | 0
[9 empty] | 0 |  |  |  |  | 0 | 0
[9 empty] | 0 |  |  |  |  | 0 | 0
[9 empty] | 0 |  |  |  |  | 0 | 0
[9 empty] | 0 |  |  |  |  | 0 | 0
[9 empty] | 0 |  |  |  |  | 0 | 0
[9 empty] | 0 |  |  |  |  | 0 | 0
[9 empty] | 0 |  |  |  |  | 0 | 0
[9 empty] | 0 |  |  |  |  | 0 | 0
[9 empty] | 0 |  |  |  |  | 0 | 0
[9 empty] | 0 |  |  |  |  | 0 | 0
[9 empty] | 0 |  |  |  |  | 0 | 0
[9 empty] | 0 |  |  |  |  | 0 | 0
[9 empty] | 0 |  |  |  |  | 0 | 0
[9 empty] | 0 |  |  |  |  | 0 | 0
[9 empty] | 0 |  |  |  |  | 0 | 0
[9 empty] | 0 |  |  |  |  | 0 | 0
[9 empty] | 0 |  |  |  |  | 0 | 0
[9 empty] | 0 |  |  |  |  | 0 | 0
[9 empty] | 0 |  |  |  |  | 0 | 0
[9 empty] | 0 |  |  |  |  | 0 | 0
[9 empty] | 0 |  |  |  |  | 0 | 0
[9 empty] | 0 |  |  |  |  | 0 | 0
[9 empty] | 0 |  |  |  |  | 0 | 0
[9 empty] | 0 |  |  |  |  | 0 | 0
[9 empty] | 0 |  |  |  |  | 0 | 0
[9 empty] | 0 |  |  |  |  | 0 | 0
[9 empty] | 0 |  |  |  |  | 0 | 0
[9 empty] | 0 |  |  |  |  | 0 | 0
[9 empty] | 0 |  |  |  |  | 0 | 0
[9 empty] | 0 |  |  |  |  | 0 | 0
[9 empty] | 0 |  |  |  |  | 0 | 0
[9 empty] | 0 |  |  |  |  | 0 | 0
[9 empty] | 0 |  |  |  |  | 0 | 0
[9 empty] | 0 |  |  |  |  | 0 | 0
[9 empty] | 0 |  |  |  |  | 0 | 0
[9 empty] | 0 |  |  |  |  | 0 | 0
[9 empty] | 0 |  |  |  |  | 0 | 0
[9 empty] | 0 |  |  |  |  | 0 | 0
[9 empty] | 0 |  |  |  |  | 0 | 0
[9 empty] | 0 |  |  |  |  | 0 | 0
[9 empty] | 0 |  |  |  |  | 0 | 0
[9 empty] | 0 |  |  |  |  | 0 | 0
[9 empty] | 0 |  |  |  |  | 0 | 0
[9 empty] | 0 |  |  |  |  | 0 | 0
[9 empty] | 0 |  |  |  |  | 0 | 0
[9 empty] | 0 |  |  |  |  | 0 | 0
[9 empty] | 0 |  |  |  |  | 0 | 0
[9 empty] | 0 |  |  |  |  | 0 | 0
[9 empty] | 0 |  |  |  |  | 0 | 0
[9 empty] | 0 |  |  |  |  | 0 | 0
[9 empty] | 0 |  |  |  |  | 0 | 0
[9 empty] | 0 |  |  |  |  | 0 | 0
[9 empty] | 0 |  |  |  |  | 0 | 0
[9 empty] | 0 |  |  |  |  | 0 | 0
[9 empty] | 0 |  |  |  |  | 0 | 0
[9 empty] | 0 |  |  |  |  | 0 | 0
[9 empty] | 0 |  |  |  |  | 0 | 0
[9 empty] | 0 |  |  |  |  | 0 | 0
[9 empty] | 0 |  |  |  |  | 0 | 0
[9 empty] | 0 |  |  |  |  | 0 | 0
[9 empty] | 0 |  |  |  |  | 0 | 0
[9 empty] | 0 |  |  |  |  | 0 | 0
[9 empty] | 0 |  |  |  |  | 0 | 0
[9 empty] | 0 |  |  |  |  | 0 | 0
[9 empty] | 0 |  |  |  |  | 0 | 0
[9 empty] | 0 |  |  |  |  | 0 | 0
[9 empty] | 0 |  |  |  |  | 0 | 0
[9 empty] | 0 |  |  |  |  | 0 | 0
[9 empty] | 0 |  |  |  |  | 0 | 0
[9 empty] | 0 |  |  |  |  | 0 | 0
[9 empty] | 0 |  |  |  |  | 0 | 0
[9 empty] | 0 |  |  |  |  | 0 | 0
[9 empty] | 0 |  |  |  |  | 0 | 0
[9 empty] | 0 |  |  |  |  | 0 | 0
[9 empty] | 0 |  |  |  |  | 0 | 0
[9 empty] | 0 |  |  |  |  | 0 | 0
[9 empty] | 0 |  |  |  |  | 0 | 0
[9 empty] | 0 |  |  |  |  | 0 | 0
[9 empty] | 0 |  |  |  |  | 0 | 0
[9 empty] | 0 |  |  |  |  | 0 | 0
[9 empty] | 0 |  |  |  |  | 0 | 0
[9 empty] | 0 |  |  |  |  | 0 | 0
[9 empty] | 0 |  |  |  |  | 0 | 0
[9 empty] | 0 |  |  |  |  | 0 | 0
[9 empty] | 0 |  |  |  |  | 0 | 0
[9 empty] | 0 |  |  |  |  | 0 | 0
[9 empty] | 0 |  |  |  |  | 0 | 0
[9 empty] | 0 |  |  |  |  | 0 | 0
[9 empty] | 0 |  |  |  |  | 0 | 0
[9 empty] | 0 |  |  |  |  | 0 | 0
[9 empty] | 0 |  |  |  |  | 0 | 0
[9 empty] | 0 |  |  |  |  | 0 | 0
[9 empty] | 0 |  |  |  |  | 0 | 0
[9 empty] | 0 |  |  |  |  | 0 | 0
[9 empty] | 0 |  |  |  |  | 0 | 0
[9 empty] | 0 |  |  |  |  | 0 | 0
[9 empty] | 0 |  |  |  |  | 0 | 0
[9 empty] | 0 |  |  |  |  | 0 | 0
[9 empty] | 0 |  |  |  |  | 0 | 0
[9 empty] | 0 |  |  |  |  | 0 | 0
[9 empty] | 0 |  |  |  |  | 0 | 0
[9 empty] | 0 |  |  |  |  | 0 | 0
[9 empty] | 0 |  |  |  |  | 0 | 0
[9 empty] | 0 |  |  |  |  | 0 | 0
[9 empty] | 0 |  |  |  |  | 0 | 0
[9 empty] | 0 |  |  |  |  | 0 | 0
[9 empty] | 0 |  |  |  |  | 0 | 0
[9 empty] | 0 |  |  |  |  | 0 | 0
[9 empty] | 0 |  |  |  |  | 0 | 0
[9 empty] | 0 |  |  |  |  | 0 | 0
[9 empty] | 0 |  |  |  |  | 0 | 0
[9 empty] | 0 |  |  |  |  | 0 | 0
[9 empty] | 0 |  |  |  |  | 0 | 0
[9 empty] | 0 |  |  |  |  | 0 | 0
[9 empty] | 0 |  |  |  |  | 0 | 0
[9 empty] | 0 |  |  |  |  | 0 | 0
[9 empty] | 0 |  |  |  |  | 0 | 0
[9 empty] | 0 |  |  |  |  | 0 | 0
[9 empty] | 0 |  |  |  |  | 0 | 0
[9 empty] | 0 |  |  |  |  | 0 | 0
[9 empty] | 0 |  |  |  |  | 0 | 0
[9 empty] | 0 |  |  |  |  | 0 | 0
[9 empty] | 0 |  |  |  |  | 0 | 0
[9 empty] | 0 |  |  |  |  | 0 | 0
[9 empty] | 0 |  |  |  |  | 0 | 0
[9 empty] | 0 |  |  |  |  | 0 | 0
[9 empty] | 0 |  |  |  |  | 0 | 0
[9 empty] | 0 |  |  |  |  | 0 | 0
[9 empty] | 0 |  |  |  |  | 0 | 0
[9 empty] | 0 |  |  |  |  | 0 | 0
[9 empty] | 0 |  |  |  |  | 0 | 0
[9 empty] | 0 |  |  |  |  | 0 | 0
[9 empty] | 0 |  |  |  |  | 0 | 0
[9 empty] | 0 |  |  |  |  | 0 | 0
[9 empty] | 0 |  |  |  |  | 0 | 0
[9 empty] | 0 |  |  |  |  | 0 | 0
[9 empty] | 0 |  |  |  |  | 0 | 0
[9 empty] | 0 |  |  |  |  | 0 | 0
[9 empty] | 0 |  |  |  |  | 0 | 0
[9 empty] | 0 |  |  |  |  | 0 | 0
[9 empty] | 0 |  |  |  |  | 0 | 0
[9 empty] | 0 |  |  |  |  | 0 | 0
[9 empty] | 0 |  |  |  |  | 0 | 0
[9 empty] | 0 |  |  |  |  | 0 | 0
[9 empty] | 0 |  |  |  |  | 0 | 0
[9 empty] | 0 |  |  |  |  | 0 | 0
[9 empty] | 0 |  |  |  |  | 0 | 0
[9 empty] | 0 |  |  |  |  | 0 | 0
[9 empty] | 0 |  |  |  |  | 0 | 0
[9 empty] | 0 |  |  |  |  | 0 | 0
[9 empty] | 0 |  |  |  |  | 0 | 0
[9 empty] | 0 |  |  |  |  | 0 | 0
[9 empty] | 0 |  |  |  |  | 0 | 0
[9 empty] | 0 |  |  |  |  | 0 | 0
[9 empty] | 0 |  |  |  |  | 0 | 0
[9 empty] | 0 |  |  |  |  | 0 | 0
[9 empty] | 0 |  |  |  |  | 0 | 0
[9 empty] | 0 |  |  |  |  | 0 | 0
[9 empty] | 0 |  |  |  |  | 0 | 0
[9 empty] | 0 |  |  |  |  | 0 | 0
[9 empty] | 0 |  |  |  |  | 0 | 0
[9 empty] | 0 |  |  |  |  | 0 | 0
[9 empty] | 0 |  |  |  |  | 0 | 0
[9 empty] | 0 |  |  |  |  | 0 | 0
[9 empty] | 0 |  |  |  |  | 0 | 0
[9 empty] | 0 |  |  |  |  | 0 | 0
[9 empty] | 0 |  |  |  |  | 0 | 0
[9 empty] | 0 |  |  |  |  | 0 | 0
[9 empty] | 0 |  |  |  |  | 0 | 0
[9 empty] | 0 |  |  |  |  | 0 | 0
[9 empty] | 0 |  |  |  |  | 0 | 0
[9 empty] | 0 |  |  |  |  | 0 | 0
[9 empty] | 0 |  |  |  |  | 0 | 0
[9 empty] | 0 |  |  |  |  | 0 | 0
[9 empty] | 0 |  |  |  |  | 0 | 0
[9 empty] | 0 |  |  |  |  | 0 | 0
[9 empty] | 0 |  |  |  |  | 0 | 0
[9 empty] | 0 |  |  |  |  | 0 | 0
[9 empty] | 0 |  |  |  |  | 0 | 0
[9 empty] | 0 |  |  |  |  | 0 | 0
[9 empty] | 0 |  |  |  |  | 0 | 0
[9 empty] | 0 |  |  |  |  | 0 | 0
[9 empty] | 0 |  |  |  |  | 0 | 0
[9 empty] | 0 |  |  |  |  | 0 | 0
[9 empty] | 0 |  |  |  |  | 0 | 0
[9 empty] | 0 |  |  |  |  | 0 | 0
[9 empty] | 0 |  |  |  |  | 0 | 0
[9 empty] | 0 |  |  |  |  | 0 | 0
[9 empty] | 0 |  |  |  |  | 0 | 0
[9 empty] | 0 |  |  |  |  | 0 | 0
[9 empty] | 0 |  |  |  |  | 0 | 0
[9 empty] | 0 |  |  |  |  | 0 | 0
[9 empty] | 0 |  |  |  |  | 0 | 0
[9 empty] | 0 |  |  |  |  | 0 | 0
[9 empty] | 0 |  |  |  |  | 0 | 0
[9 empty] | 0 |  |  |  |  | 0 | 0
[9 empty] | 0 |  |  |  |  | 0 | 0
[9 empty] | 0 |  |  |  |  | 0 | 0
[9 empty] | 0 |  |  |  |  | 0 | 0
[9 empty] | 0 |  |  |  |  | 0 | 0
[9 empty] | 0 |  |  |  |  | 0 | 0
[9 empty] | 0 |  |  |  |  | 0 | 0
[9 empty] | 0 |  |  |  |  | 0 | 0
0

## S-1-B
Nepal Electricity Authority
Distribution and Consumer Services Directorate
Distribution System Upgrade and Expansion Project
Schedule of Rates and Prices
Schedule No. 1: Plant and Mandatory Spare Parts Supplied from Abroad (Excluding Custom Duty and VAT applicable in Employer's Country)
[14 empty] | FC: USD | LC: NPR
Item | Description | Country of Origin | Unit | Unit Rate, CIP (Nepal Border) | Quantity |  |  |  | Total Quantity | Unit Rate, Domestic Transportation and Insurance, Local Currency |  |  |  | Total, CIP (Nepal Border) | Total, Domestic Transportation and Insurance
|  |  |  | Foreign Currency | Bajhang DSUEP | Rukum East DSUEP | Baitadi DSUEP | Rolpa DSUEP |  | Bajhang DSUEP | Rukum East DSUEP | Baitadi DSUEP | Rolpa DSUEP | Foreign Currency | Local Currency
1 | 2 | 3 | 4 | 5 | 6 |  |  |  | 7 = Σ6 | 8 |  |  |  | 9 = 5 x 7 | 10 = Σ(π(8 x 6))
[5 empty] | A | B | C | D |  | A | B | C | D
B. | Distribution Transformer and Switchgear Components | [7 empty] | 0 |  |  |  |  | 0 | 0
B.1 | Distribution Transformer | [7 empty] | 0 |  |  |  |  | 0 | 0
1 | 11/0.4kV 25kVA 3 ph. Distribution Transformer |  | set |  | 60 | 24 | 24 | 24 | 132 |  |  |  |  | 0 | 0
2 | 11/0.4kV 50kVA 3 ph. Distribution Transformer |  | set |  | 10 | 10 | 10 | 10 | 40 |  |  |  |  | 0 | 0
[9 empty] | 0 |  |  |  |  | 0 | 0
B.2 | Transformer Platform | [7 empty] | 0 |  |  |  |  | 0 | 0
1 | Transformer Platform for 25 kVA, 3 phase Transformer including separate separate DO & separate LA Fitting Channels, Clamps, Nutbolts all complete |  | set |  | 60 | 24 | 24 | 24 | 132 |  |  |  |  | 0 | 0
2 | Transformer Platform for 50kVA, 3 phase Transformer including separate separate DO & separate LA Fitting Channels, Clamps, Nutbolts all complete |  | set |  | 10 | 10 | 10 | 10 | 40 |  |  |  |  | 0 | 0
[9 empty] | 0 |  |  |  |  | 0 | 0
B.3 | Surge Protection Devices and Accessories | [7 empty] | 0 |  |  |  |  | 0 | 0
1 | 9 kV Surge Arrester for Three Phase Transformer |  | set |  | 70 | 34 | 34 | 34 | 172 |  |  |  |  | 0 | 0
2 | Drop Out Fuse of suitable Capacity for Three Phase Transformer |  | set |  | 70 | 34 | 34 | 34 | 172 |  |  |  |  | 0 | 0
3 | Outdoor Pole Mounted Distribution Panel Board (with 50A TP MCCB-1 Nos, 32A 4P MCCB-2Nos with Copper Busbars and Hardware) Complete Set |  | set |  | 60 | 24 | 24 | 24 | 132 |  |  |  |  | 0 | 0
4 | Outdoor Pole Mounted Distribution Panel Board (with 80A TP MCCB-1 Nos, 50A 4P MCCB-2Nos with Copper Busbars and Hardware) Complete Set |  | set |  | 10 | 10 | 10 | 10 | 40 |  |  |  |  | 0 | 0
5 | LT PVC Cable, (Al. 4 Core, 50 sq mm, Armored) |  | m |  | 350 | 170 | 170 | 170 | 860 |  |  |  |  | 0 | 0
[9 empty] | 0 |  |  |  |  | 0 | 0
B.4 | Switchgear, Data Instrumentation System and Accessories | [7 empty] | 0 |  |  |  |  | 0 | 0
1 | Load Break Switch |  | set |  | 19 | 10 | 4 | 4 | 37 |  |  |  |  | 0 | 0
2 | Transformer Data Instrumentation System with every minute data logging and transfer to Server at Regional Control Centre and programmed locations as per specifications all complete - 3 Phase, with IP 67 Box, platform and connection system (Current, Voltage, Power, Power Factor, THD, Oil Temperature, Status, Daily Load Curve, local storage and transfer via GSM) |  | set |  | 70 | 34 | 34 | 34 | 172 |  |  |  |  | 0 | 0
3 | Load Break Switch Data Instrumentation System with every minute data logging and transfer to Server at Regional Control Centre and programmed locations as per specifications all complete - 3 Phase, with IP 67 Box, platform and connection system (Current, Voltage, Daily Load Curve, Status, local storage and transfer via GSM) |  | set |  | 19 | 10 | 4 | 4 | 37 |  |  |  |  | 0 | 0
4 | Earthing Set for Transformer all complete (Body, Neutral and Lightning Earthing all complete) |  | set |  | 70 | 34 | 34 | 34 | 172 |  |  |  |  | 0 | 0
[9 empty] | 0 |  |  |  |  | 0 | 0
[9 empty] | 0 |  |  |  |  | 0 | 0
[9 empty] | 0 |  |  |  |  | 0 | 0
[9 empty] | 0 |  |  |  |  | 0 | 0
[9 empty] | 0 |  |  |  |  | 0 | 0
[9 empty] | 0 |  |  |  |  | 0 | 0
[9 empty] | 0 |  |  |  |  | 0 | 0
[9 empty] | 0 |  |  |  |  | 0 | 0
[9 empty] | 0 |  |  |  |  | 0 | 0
[9 empty] | 0 |  |  |  |  | 0 | 0
[9 empty] | 0 |  |  |  |  | 0 | 0
[9 empty] | 0 |  |  |  |  | 0 | 0
[9 empty] | 0 |  |  |  |  | 0 | 0
[9 empty] | 0 |  |  |  |  | 0 | 0
[9 empty] | 0 |  |  |  |  | 0 | 0
[9 empty] | 0 |  |  |  |  | 0 | 0
[9 empty] | 0 |  |  |  |  | 0 | 0
[9 empty] | 0 |  |  |  |  | 0 | 0
[9 empty] | 0 |  |  |  |  | 0 | 0
[9 empty] | 0 |  |  |  |  | 0 | 0
[9 empty] | 0 |  |  |  |  | 0 | 0
[9 empty] | 0 |  |  |  |  | 0 | 0
[9 empty] | 0 |  |  |  |  | 0 | 0
[9 empty] | 0 |  |  |  |  | 0 | 0
[9 empty] | 0 |  |  |  |  | 0 | 0
[9 empty] | 0 |  |  |  |  | 0 | 0
[9 empty] | 0 |  |  |  |  | 0 | 0
[9 empty] | 0 |  |  |  |  | 0 | 0
[9 empty] | 0 |  |  |  |  | 0 | 0
[9 empty] | 0 |  |  |  |  | 0 | 0
[9 empty] | 0 |  |  |  |  | 0 | 0
[9 empty] | 0 |  |  |  |  | 0 | 0
[9 empty] | 0 |  |  |  |  | 0 | 0
[9 empty] | 0 |  |  |  |  | 0 | 0
[9 empty] | 0 |  |  |  |  | 0 | 0
[9 empty] | 0 |  |  |  |  | 0 | 0
[9 empty] | 0 |  |  |  |  | 0 | 0
[9 empty] | 0 |  |  |  |  | 0 | 0
[9 empty] | 0 |  |  |  |  | 0 | 0
[9 empty] | 0 |  |  |  |  | 0 | 0
[9 empty] | 0 |  |  |  |  | 0 | 0
[9 empty] | 0 |  |  |  |  | 0 | 0
[9 empty] | 0 |  |  |  |  | 0 | 0
[9 empty] | 0 |  |  |  |  | 0 | 0
[9 empty] | 0 |  |  |  |  | 0 | 0
[9 empty] | 0 |  |  |  |  | 0 | 0
[9 empty] | 0 |  |  |  |  | 0 | 0
[9 empty] | 0 |  |  |  |  | 0 | 0
[9 empty] | 0 |  |  |  |  | 0 | 0
[9 empty] | 0 |  |  |  |  | 0 | 0
[9 empty] | 0 |  |  |  |  | 0 | 0
[9 empty] | 0 |  |  |  |  | 0 | 0
[9 empty] | 0 |  |  |  |  | 0 | 0
[9 empty] | 0 |  |  |  |  | 0 | 0
[9 empty] | 0 |  |  |  |  | 0 | 0
[9 empty] | 0 |  |  |  |  | 0 | 0
[9 empty] | 0 |  |  |  |  | 0 | 0
[9 empty] | 0 |  |  |  |  | 0 | 0
[9 empty] | 0 |  |  |  |  | 0 | 0
[9 empty] | 0 |  |  |  |  | 0 | 0
[9 empty] | 0 |  |  |  |  | 0 | 0
[9 empty] | 0 |  |  |  |  | 0 | 0
[9 empty] | 0 |  |  |  |  | 0 | 0
[9 empty] | 0 |  |  |  |  | 0 | 0
[9 empty] | 0 |  |  |  |  | 0 | 0
[9 empty] | 0 |  |  |  |  | 0 | 0
[9 empty] | 0 |  |  |  |  | 0 | 0
[9 empty] | 0 |  |  |  |  | 0 | 0
[9 empty] | 0 |  |  |  |  | 0 | 0
[9 empty] | 0 |  |  |  |  | 0 | 0
[9 empty] | 0 |  |  |  |  | 0 | 0
[9 empty] | 0 |  |  |  |  | 0 | 0
[9 empty] | 0 |  |  |  |  | 0 | 0
[9 empty] | 0 |  |  |  |  | 0 | 0
[9 empty] | 0 |  |  |  |  | 0 | 0
[9 empty] | 0 |  |  |  |  | 0 | 0
[9 empty] | 0 |  |  |  |  | 0 | 0
[9 empty] | 0 |  |  |  |  | 0 | 0
[9 empty] | 0 |  |  |  |  | 0 | 0
[9 empty] | 0 |  |  |  |  | 0 | 0
[9 empty] | 0 |  |  |  |  | 0 | 0
[9 empty] | 0 |  |  |  |  | 0 | 0
[9 empty] | 0 |  |  |  |  | 0 | 0
[9 empty] | 0 |  |  |  |  | 0 | 0
[9 empty] | 0 |  |  |  |  | 0 | 0
[9 empty] | 0 |  |  |  |  | 0 | 0
[9 empty] | 0 |  |  |  |  | 0 | 0
[9 empty] | 0 |  |  |  |  | 0 | 0
[9 empty] | 0 |  |  |  |  | 0 | 0
[9 empty] | 0 |  |  |  |  | 0 | 0
[9 empty] | 0 |  |  |  |  | 0 | 0
[9 empty] | 0 |  |  |  |  | 0 | 0
[9 empty] | 0 |  |  |  |  | 0 | 0
[9 empty] | 0 |  |  |  |  | 0 | 0
[9 empty] | 0 |  |  |  |  | 0 | 0
[9 empty] | 0 |  |  |  |  | 0 | 0
[9 empty] | 0 |  |  |  |  | 0 | 0
[9 empty] | 0 |  |  |  |  | 0 | 0
[9 empty] | 0 |  |  |  |  | 0 | 0
[9 empty] | 0 |  |  |  |  | 0 | 0
[9 empty] | 0 |  |  |  |  | 0 | 0
[9 empty] | 0 |  |  |  |  | 0 | 0
[9 empty] | 0 |  |  |  |  | 0 | 0
[9 empty] | 0 |  |  |  |  | 0 | 0
[9 empty] | 0 |  |  |  |  | 0 | 0
[9 empty] | 0 |  |  |  |  | 0 | 0
[9 empty] | 0 |  |  |  |  | 0 | 0
[9 empty] | 0 |  |  |  |  | 0 | 0
[9 empty] | 0 |  |  |  |  | 0 | 0
[9 empty] | 0 |  |  |  |  | 0 | 0
[9 empty] | 0 |  |  |  |  | 0 | 0
[9 empty] | 0 |  |  |  |  | 0 | 0
[9 empty] | 0 |  |  |  |  | 0 | 0
[9 empty] | 0 |  |  |  |  | 0 | 0
[9 empty] | 0 |  |  |  |  | 0 | 0
[9 empty] | 0 |  |  |  |  | 0 | 0
[9 empty] | 0 |  |  |  |  | 0 | 0
[9 empty] | 0 |  |  |  |  | 0 | 0
[9 empty] | 0 |  |  |  |  | 0 | 0
[9 empty] | 0 |  |  |  |  | 0 | 0
[9 empty] | 0 |  |  |  |  | 0 | 0
[9 empty] | 0 |  |  |  |  | 0 | 0
[9 empty] | 0 |  |  |  |  | 0 | 0
[9 empty] | 0 |  |  |  |  | 0 | 0
[9 empty] | 0 |  |  |  |  | 0 | 0
[9 empty] | 0 |  |  |  |  | 0 | 0
[9 empty] | 0 |  |  |  |  | 0 | 0
[9 empty] | 0 |  |  |  |  | 0 | 0
[9 empty] | 0 |  |  |  |  | 0 | 0
[9 empty] | 0 |  |  |  |  | 0 | 0
[9 empty] | 0 |  |  |  |  | 0 | 0
[9 empty] | 0 |  |  |  |  | 0 | 0
[9 empty] | 0 |  |  |  |  | 0 | 0
[9 empty] | 0 |  |  |  |  | 0 | 0
[9 empty] | 0 |  |  |  |  | 0 | 0
[9 empty] | 0 |  |  |  |  | 0 | 0
[9 empty] | 0 |  |  |  |  | 0 | 0
[9 empty] | 0 |  |  |  |  | 0 | 0
[9 empty] | 0 |  |  |  |  | 0 | 0
[9 empty] | 0 |  |  |  |  | 0 | 0
[9 empty] | 0 |  |  |  |  | 0 | 0
[9 empty] | 0 |  |  |  |  | 0 | 0
[9 empty] | 0 |  |  |  |  | 0 | 0
[9 empty] | 0 |  |  |  |  | 0 | 0
[9 empty] | 0 |  |  |  |  | 0 | 0
[9 empty] | 0 |  |  |  |  | 0 | 0
[9 empty] | 0 |  |  |  |  | 0 | 0
[9 empty] | 0 |  |  |  |  | 0 | 0
[9 empty] | 0 |  |  |  |  | 0 | 0
[9 empty] | 0 |  |  |  |  | 0 | 0
[9 empty] | 0 |  |  |  |  | 0 | 0
[9 empty] | 0 |  |  |  |  | 0 | 0
[9 empty] | 0 |  |  |  |  | 0 | 0
[9 empty] | 0 |  |  |  |  | 0 | 0
[9 empty] | 0 |  |  |  |  | 0 | 0
[9 empty] | 0 |  |  |  |  | 0 | 0
[9 empty] | 0 |  |  |  |  | 0 | 0
[9 empty] | 0 |  |  |  |  | 0 | 0
[9 empty] | 0 |  |  |  |  | 0 | 0
[9 empty] | 0 |  |  |  |  | 0 | 0
[9 empty] | 0 |  |  |  |  | 0 | 0
[9 empty] | 0 |  |  |  |  | 0 | 0
[9 empty] | 0 |  |  |  |  | 0 | 0
[9 empty] | 0 |  |  |  |  | 0 | 0
[9 empty] | 0 |  |  |  |  | 0 | 0
[9 empty] | 0 |  |  |  |  | 0 | 0
[9 empty] | 0 |  |  |  |  | 0 | 0
[9 empty] | 0 |  |  |  |  | 0 | 0
[9 empty] | 0 |  |  |  |  | 0 | 0
[9 empty] | 0 |  |  |  |  | 0 | 0
[9 empty] | 0 |  |  |  |  | 0 | 0
[9 empty] | 0 |  |  |  |  | 0 | 0
[9 empty] | 0 |  |  |  |  | 0 | 0
[9 empty] | 0 |  |  |  |  | 0 | 0
[9 empty] | 0 |  |  |  |  | 0 | 0
[9 empty] | 0 |  |  |  |  | 0 | 0
[9 empty] | 0 |  |  |  |  | 0 | 0
[9 empty] | 0 |  |  |  |  | 0 | 0
[9 empty] | 0 |  |  |  |  | 0 | 0
[9 empty] | 0 |  |  |  |  | 0 | 0
[9 empty] | 0 |  |  |  |  | 0 | 0
[9 empty] | 0 |  |  |  |  | 0 | 0
[9 empty] | 0 |  |  |  |  | 0 | 0
[9 empty] | 0 |  |  |  |  | 0 | 0
[9 empty] | 0 |  |  |  |  | 0 | 0
[9 empty] | 0 |  |  |  |  | 0 | 0
[9 empty] | 0 |  |  |  |  | 0 | 0
[9 empty] | 0 |  |  |  |  | 0 | 0
[9 empty] | 0 |  |  |  |  | 0 | 0
[9 empty] | 0 |  |  |  |  | 0 | 0
[9 empty] | 0 |  |  |  |  | 0 | 0
[9 empty] | 0 |  |  |  |  | 0 | 0
[9 empty] | 0 |  |  |  |  | 0 | 0
[9 empty] | 0 |  |  |  |  | 0 | 0
[9 empty] | 0 |  |  |  |  | 0 | 0
[9 empty] | 0 |  |  |  |  | 0 | 0
[9 empty] | 0 |  |  |  |  | 0 | 0
[9 empty] | 0 |  |  |  |  | 0 | 0
[9 empty] | 0 |  |  |  |  | 0 | 0
[9 empty] | 0 |  |  |  |  | 0 | 0
[9 empty] | 0 |  |  |  |  | 0 | 0
[9 empty] | 0 |  |  |  |  | 0 | 0
[9 empty] | 0 |  |  |  |  | 0 | 0
[9 empty] | 0 |  |  |  |  | 0 | 0
[9 empty] | 0 |  |  |  |  | 0 | 0
[9 empty] | 0 |  |  |  |  | 0 | 0
[9 empty] | 0 |  |  |  |  | 0 | 0
[9 empty] | 0 |  |  |  |  | 0 | 0
[9 empty] | 0 |  |  |  |  | 0 | 0
[9 empty] | 0 |  |  |  |  | 0 | 0
[9 empty] | 0 |  |  |  |  | 0 | 0
[9 empty] | 0 |  |  |  |  | 0 | 0
[9 empty] | 0 |  |  |  |  | 0 | 0
[9 empty] | 0 |  |  |  |  | 0 | 0
[9 empty] | 0 |  |  |  |  | 0 | 0
[9 empty] | 0 |  |  |  |  | 0 | 0
[9 empty] | 0 |  |  |  |  | 0 | 0
[9 empty] | 0 |  |  |  |  | 0 | 0
[9 empty] | 0 |  |  |  |  | 0 | 0
[9 empty] | 0 |  |  |  |  | 0 | 0
[9 empty] | 0 |  |  |  |  | 0 | 0
[9 empty] | 0 |  |  |  |  | 0 | 0
[9 empty] | 0 |  |  |  |  | 0 | 0
[9 empty] | 0 |  |  |  |  | 0 | 0
[9 empty] | 0 |  |  |  |  | 0 | 0
[9 empty] | 0 |  |  |  |  | 0 | 0
[9 empty] | 0 |  |  |  |  | 0 | 0
[9 empty] | 0 |  |  |  |  | 0 | 0
[9 empty] | 0 |  |  |  |  | 0 | 0
[9 empty] | 0 |  |  |  |  | 0 | 0
[9 empty] | 0 |  |  |  |  | 0 | 0
[9 empty] | 0 |  |  |  |  | 0 | 0
[9 empty] | 0 |  |  |  |  | 0 | 0
[9 empty] | 0 |  |  |  |  | 0 | 0
[9 empty] | 0 |  |  |  |  | 0 | 0
[9 empty] | 0 |  |  |  |  | 0 | 0
[9 empty] | 0 |  |  |  |  | 0 | 0
[9 empty] | 0 |  |  |  |  | 0 | 0
[9 empty] | 0 |  |  |  |  | 0 | 0
[9 empty] | 0 |  |  |  |  | 0 | 0
[9 empty] | 0 |  |  |  |  | 0 | 0
[9 empty] | 0 |  |  |  |  | 0 | 0
[9 empty] | 0 |  |  |  |  | 0 | 0
[9 empty] | 0 |  |  |  |  | 0 | 0
[9 empty] | 0 |  |  |  |  | 0 | 0
[9 empty] | 0 |  |  |  |  | 0 | 0
[9 empty] | 0 |  |  |  |  | 0 | 0
[9 empty] | 0 |  |  |  |  | 0 | 0
[9 empty] | 0 |  |  |  |  | 0 | 0
[9 empty] | 0 |  |  |  |  | 0 | 0
[9 empty] | 0 |  |  |  |  | 0 | 0
[9 empty] | 0 |  |  |  |  | 0 | 0
[9 empty] | 0 |  |  |  |  | 0 | 0
[9 empty] | 0 |  |  |  |  | 0 | 0
[9 empty] | 0 |  |  |  |  | 0 | 0
[9 empty] | 0 |  |  |  |  | 0 | 0
[9 empty] | 0 |  |  |  |  | 0 | 0
[9 empty] | 0 |  |  |  |  | 0 | 0
[9 empty] | 0 |  |  |  |  | 0 | 0
[9 empty] | 0 |  |  |  |  | 0 | 0
[9 empty] | 0 |  |  |  |  | 0 | 0
[9 empty] | 0 |  |  |  |  | 0 | 0
[9 empty] | 0 |  |  |  |  | 0 | 0
[9 empty] | 0 |  |  |  |  | 0 | 0
[9 empty] | 0 |  |  |  |  | 0 | 0
[9 empty] | 0 |  |  |  |  | 0 | 0
[9 empty] | 0 |  |  |  |  | 0 | 0
[9 empty] | 0 |  |  |  |  | 0 | 0
[9 empty] | 0 |  |  |  |  | 0 | 0
[9 empty] | 0 |  |  |  |  | 0 | 0
[9 empty] | 0 |  |  |  |  | 0 | 0
[9 empty] | 0 |  |  |  |  | 0 | 0
[9 empty] | 0 |  |  |  |  | 0 | 0
[9 empty] | 0 |  |  |  |  | 0 | 0
[9 empty] | 0 |  |  |  |  | 0 | 0
[9 empty] | 0 |  |  |  |  | 0 | 0
[9 empty] | 0 |  |  |  |  | 0 | 0
[9 empty] | 0 |  |  |  |  | 0 | 0
[9 empty] | 0 |  |  |  |  | 0 | 0
[9 empty] | 0 |  |  |  |  | 0 | 0
[9 empty] | 0 |  |  |  |  | 0 | 0
[9 empty] | 0 |  |  |  |  | 0 | 0
[9 empty] | 0 |  |  |  |  | 0 | 0
[9 empty] | 0 |  |  |  |  | 0 | 0
[9 empty] | 0 |  |  |  |  | 0 | 0
[9 empty] | 0 |  |  |  |  | 0 | 0
[9 empty] | 0 |  |  |  |  | 0 | 0
[9 empty] | 0 |  |  |  |  | 0 | 0
[9 empty] | 0 |  |  |  |  | 0 | 0
[9 empty] | 0 |  |  |  |  | 0 | 0
[9 empty] | 0 |  |  |  |  | 0 | 0
[9 empty] | 0 |  |  |  |  | 0 | 0
[9 empty] | 0 |  |  |  |  | 0 | 0
[9 empty] | 0 |  |  |  |  | 0 | 0
[9 empty] | 0 |  |  |  |  | 0 | 0
[9 empty] | 0 |  |  |  |  | 0 | 0
[9 empty] | 0 |  |  |  |  | 0 | 0
[9 empty] | 0 |  |  |  |  | 0 | 0
[9 empty] | 0 |  |  |  |  | 0 | 0
[9 empty] | 0 |  |  |  |  | 0 | 0
[9 empty] | 0 |  |  |  |  | 0 | 0
[9 empty] | 0 |  |  |  |  | 0 | 0
[9 empty] | 0 |  |  |  |  | 0 | 0
[9 empty] | 0 |  |  |  |  | 0 | 0
[9 empty] | 0 |  |  |  |  | 0 | 0
[9 empty] | 0 |  |  |  |  | 0 | 0
[9 empty] | 0 |  |  |  |  | 0 | 0
[9 empty] | 0 |  |  |  |  | 0 | 0
[9 empty] | 0 |  |  |  |  | 0 | 0
[9 empty] | 0 |  |  |  |  | 0 | 0
[9 empty] | 0 |  |  |  |  | 0 | 0
[9 empty] | 0 |  |  |  |  | 0 | 0
[9 empty] | 0 |  |  |  |  | 0 | 0
[9 empty] | 0 |  |  |  |  | 0 | 0
[9 empty] | 0 |  |  |  |  | 0 | 0
[9 empty] | 0 |  |  |  |  | 0 | 0
[9 empty] | 0 |  |  |  |  | 0 | 0
[9 empty] | 0 |  |  |  |  | 0 | 0
[9 empty] | 0 |  |  |  |  | 0 | 0
[9 empty] | 0 |  |  |  |  | 0 | 0
[9 empty] | 0 |  |  |  |  | 0 | 0
[9 empty] | 0 |  |  |  |  | 0 | 0
[9 empty] | 0 |  |  |  |  | 0 | 0
[9 empty] | 0 |  |  |  |  | 0 | 0
[9 empty] | 0 |  |  |  |  | 0 | 0
[9 empty] | 0 |  |  |  |  | 0 | 0
[9 empty] | 0 |  |  |  |  | 0 | 0
[9 empty] | 0 |  |  |  |  | 0 | 0
[9 empty] | 0 |  |  |  |  | 0 | 0
[9 empty] | 0 |  |  |  |  | 0 | 0
[9 empty] | 0 |  |  |  |  | 0 | 0
[9 empty] | 0 |  |  |  |  | 0 | 0
[9 empty] | 0 |  |  |  |  | 0 | 0
[9 empty] | 0 |  |  |  |  | 0 | 0
[9 empty] | 0 |  |  |  |  | 0 | 0
[9 empty] | 0 |  |  |  |  | 0 | 0
[9 empty] | 0 |  |  |  |  | 0 | 0
[9 empty] | 0 |  |  |  |  | 0 | 0
[9 empty] | 0 |  |  |  |  | 0 | 0
[9 empty] | 0 |  |  |  |  | 0 | 0
[9 empty] | 0 |  |  |  |  | 0 | 0
[9 empty] | 0 |  |  |  |  | 0 | 0
[9 empty] | 0 |  |  |  |  | 0 | 0
[9 empty] | 0 |  |  |  |  | 0 | 0
[9 empty] | 0 |  |  |  |  | 0 | 0
[9 empty] | 0 |  |  |  |  | 0 | 0
[9 empty] | 0 |  |  |  |  | 0 | 0
[9 empty] | 0 |  |  |  |  | 0 | 0
[9 empty] | 0 |  |  |  |  | 0 | 0
[9 empty] | 0 |  |  |  |  | 0 | 0
[9 empty] | 0 |  |  |  |  | 0 | 0
[9 empty] | 0 |  |  |  |  | 0 | 0
[9 empty] | 0 |  |  |  |  | 0 | 0
[9 empty] | 0 |  |  |  |  | 0 | 0
[9 empty] | 0 |  |  |  |  | 0 | 0
[9 empty] | 0 |  |  |  |  | 0 | 0
[9 empty] | 0 |  |  |  |  | 0 | 0
[9 empty] | 0 |  |  |  |  | 0 | 0
[9 empty] | 0 |  |  |  |  | 0 | 0
[9 empty] | 0 |  |  |  |  | 0 | 0
[9 empty] | 0 |  |  |  |  | 0 | 0
[9 empty] | 0 |  |  |  |  | 0 | 0
[9 empty] | 0 |  |  |  |  | 0 | 0
[9 empty] | 0 |  |  |  |  | 0 | 0
[9 empty] | 0 |  |  |  |  | 0 | 0
[9 empty] | 0 |  |  |  |  | 0 | 0
[9 empty] | 0 |  |  |  |  | 0 | 0
[9 empty] | 0 |  |  |  |  | 0 | 0
[9 empty] | 0 |  |  |  |  | 0 | 0
[9 empty] | 0 |  |  |  |  | 0 | 0
[9 empty] | 0 |  |  |  |  | 0 | 0
[9 empty] | 0 |  |  |  |  | 0 | 0
[9 empty] | 0 |  |  |  |  | 0 | 0
[9 empty] | 0 |  |  |  |  | 0 | 0
[9 empty] | 0 |  |  |  |  | 0 | 0
[9 empty] | 0 |  |  |  |  | 0 | 0
[9 empty] | 0 |  |  |  |  | 0 | 0
[9 empty] | 0 |  |  |  |  | 0 | 0
[9 empty] | 0 |  |  |  |  | 0 | 0
[9 empty] | 0 |  |  |  |  | 0 | 0
[9 empty] | 0 |  |  |  |  | 0 | 0
0

## S-1-C
Nepal Electricity Authority
Distribution and Consumer Services Directorate
Distribution System Upgrade and Expansion Project
Schedule of Rates and Prices
Schedule No. 1: Plant and Mandatory Spare Parts Supplied from Abroad (Excluding Custom Duty and VAT applicable in Employer's Country)
[14 empty] | FC: USD | LC: NPR
Item | Description | Country of Origin | Unit | Unit Rate, CIP (Nepal Border) | Quantity |  |  |  | Total Quantity | Unit Rate, Domestic Transportation and Insurance, Local Currency |  |  |  | Total, CIP (Nepal Border) | Total, Domestic Transportation and Insurance
|  |  |  | Foreign Currency | Bajhang DSUEP | Rukum East DSUEP | Baitadi DSUEP | Rolpa DSUEP |  | Bajhang DSUEP | Rukum East DSUEP | Baitadi DSUEP | Rolpa DSUEP | Foreign Currency | Local Currency
1 | 2 | 3 | 4 | 5 | 6 |  |  |  | 7 = Σ6 | 8 |  |  |  | 9 = 5 x 7 | 10 = Σ(π(8 x 6))
[5 empty] | A | B | C | D |  | A | B | C | D
C | Low Tension Line | [7 empty] | 0 |  |  |  |  | 0 | 0
C.1 | Conductor | [7 empty] | 0 |  |  |  |  | 0 | 0
1 | Aerial Bundled Cable with Messenger Cable 3 x 50 + 1 x 35 sq mm |  | kms |  | 49 | 22 | 22 | 22 | 115 |  |  |  |  | 0 | 0
2 | Aerial Bundled Cable with Messenger Cable 3 x 25 + 1 x 25 sq mm |  | kms |  | 243 | 110 | 110 | 110 | 573 |  |  |  |  | 0 | 0
3 | Aerial Bundled Cable with Messenger Cable 2 x 25 sq mm |  | kms |  | 194 | 88 | 88 | 88 | 458 |  |  |  |  | 0 | 0
4 | Mid-Span Cable Connector/Junction Sleeve |  | set |  | 1944 | 880 | 880 | 880 | 4584 |  |  |  |  | 0 | 0
[9 empty] | 0 |  |  |  |  | 0 | 0
C.2 | Poles and Accessories | [7 empty] | 0 |  |  |  |  | 0 | 0
C.2.1 | STP Pole and Accessories | [7 empty] | 0 |  |  |  |  | 0 | 0
1 | 8 m Steel Tubular Pole |  | nos. |  | 11550 | 5250 | 5250 | 5250 | 27300 |  |  |  |  | 0 | 0
2 | Anchor Assembly for Messenger |  | set |  | 4620 | 2100 | 2100 | 2100 | 10920 |  |  |  |  | 0 | 0
3 | Suspension Assembly for Messenger |  | set |  | 10857 | 4935 | 4935 | 4935 | 25662 |  |  |  |  | 0 | 0
4 | Insulated Piercing Connector |  | set |  | 29568 | 13440 | 13440 | 13440 | 69888 |  |  |  |  | 0 | 0
5 | Angle Plate |  | set |  | 2310 | 1050 | 1050 | 1050 | 5460 |  |  |  |  | 0 | 0
6 | Insulated Cable Cap |  | set |  | 18480 | 8400 | 8400 | 8400 | 43680 |  |  |  |  | 0 | 0
7 | Pig Tail with Fabricated Eye |  | set |  | 12243 | 5565 | 5565 | 5565 | 28938 |  |  |  |  | 0 | 0
8 | Pole Clamp with Nut, Bolt and Washers |  | set |  | 14553 | 6615 | 6615 | 6615 | 34398 |  |  |  |  | 0 | 0
9 | Twisted Double Eye |  | set |  | 4158 | 1890 | 1890 | 1890 | 9828 |  |  |  |  | 0 | 0
[9 empty] | 0 |  |  |  |  | 0 | 0
C.2.2 | Stays | [7 empty] | 0 |  |  |  |  | 0 | 0
1 | Pole Clamp with Nut, bolt and washers (TC3), with channel and support structures all complete as per design and drawings |  | set |  | 4620 | 2100 | 2100 | 2100 | 10920 |  |  |  |  | 0 | 0
2 | Bolts with suitable nuts and washers (M16 x 50 mm) |  | nos. |  | 9240 | 4200 | 4200 | 4200 | 21840 |  |  |  |  | 0 | 0
3 | Bolts with suitable nuts and washers (M16 x 100 mm) |  | nos. |  | 9240 | 4200 | 4200 | 4200 | 21840 |  |  |  |  | 0 | 0
4 | Stay Wire, (7/10 SWG minimum) |  | kg |  | 46200 | 21000 | 21000 | 21000 | 109200 |  |  |  |  | 0 | 0
5 | Stay/Guy Insulator |  | nos. |  | 4620 | 2100 | 2100 | 2100 | 10920 |  |  |  |  | 0 | 0
6 | Stay Turn Buckle including Thimble, (18 SWG minimum) |  | set |  | 4620 | 2100 | 2100 | 2100 | 10920 |  |  |  |  | 0 | 0
7 | Stay I bolt, (12 inch minimum) |  | nos. |  | 4620 | 2100 | 2100 | 2100 | 10920 |  |  |  |  | 0 | 0
8 | Stay I Rod/Anchor Rod, (minimum 1600 mm) |  | nos. |  | 4620 | 2100 | 2100 | 2100 | 10920 |  |  |  |  | 0 | 0
9 | Bow set with Thimble |  | set |  | 4620 | 2100 | 2100 | 2100 | 10920 |  |  |  |  | 0 | 0
10 | Stay Grip |  | set |  | 4620 | 2100 | 2100 | 2100 | 10920 |  |  |  |  | 0 | 0
11 | Galvanized Steel Stay Plate for Installation Underground, (300 x 300 x 6 mm minimum) |  | nos. |  | 4620 | 2100 | 2100 | 2100 | 10920 |  |  |  |  | 0 | 0
[9 empty] | 0 |  |  |  |  | 0 | 0
C.3 | Special Components | [7 empty] | 0 |  |  |  |  | 0 | 0
1 | 9 m Steel Tubular Pole |  | nos. |  | 5 | 5 | 5 | 5 | 20 |  |  |  |  | 0 | 0
[9 empty] | 0 |  |  |  |  | 0 | 0
[9 empty] | 0 |  |  |  |  | 0 | 0
[9 empty] | 0 |  |  |  |  | 0 | 0
[9 empty] | 0 |  |  |  |  | 0 | 0
[9 empty] | 0 |  |  |  |  | 0 | 0
[9 empty] | 0 |  |  |  |  | 0 | 0
[9 empty] | 0 |  |  |  |  | 0 | 0
[9 empty] | 0 |  |  |  |  | 0 | 0
[9 empty] | 0 |  |  |  |  | 0 | 0
[9 empty] | 0 |  |  |  |  | 0 | 0
[9 empty] | 0 |  |  |  |  | 0 | 0
[9 empty] | 0 |  |  |  |  | 0 | 0
[9 empty] | 0 |  |  |  |  | 0 | 0
[9 empty] | 0 |  |  |  |  | 0 | 0
[9 empty] | 0 |  |  |  |  | 0 | 0
[9 empty] | 0 |  |  |  |  | 0 | 0
[9 empty] | 0 |  |  |  |  | 0 | 0
[9 empty] | 0 |  |  |  |  | 0 | 0
[9 empty] | 0 |  |  |  |  | 0 | 0
[9 empty] | 0 |  |  |  |  | 0 | 0
[9 empty] | 0 |  |  |  |  | 0 | 0
[9 empty] | 0 |  |  |  |  | 0 | 0
[9 empty] | 0 |  |  |  |  | 0 | 0
[9 empty] | 0 |  |  |  |  | 0 | 0
[9 empty] | 0 |  |  |  |  | 0 | 0
[9 empty] | 0 |  |  |  |  | 0 | 0
[9 empty] | 0 |  |  |  |  | 0 | 0
[9 empty] | 0 |  |  |  |  | 0 | 0
[9 empty] | 0 |  |  |  |  | 0 | 0
[9 empty] | 0 |  |  |  |  | 0 | 0
[9 empty] | 0 |  |  |  |  | 0 | 0
[9 empty] | 0 |  |  |  |  | 0 | 0
[9 empty] | 0 |  |  |  |  | 0 | 0
[9 empty] | 0 |  |  |  |  | 0 | 0
[9 empty] | 0 |  |  |  |  | 0 | 0
[9 empty] | 0 |  |  |  |  | 0 | 0
[9 empty] | 0 |  |  |  |  | 0 | 0
[9 empty] | 0 |  |  |  |  | 0 | 0
[9 empty] | 0 |  |  |  |  | 0 | 0
[9 empty] | 0 |  |  |  |  | 0 | 0
[9 empty] | 0 |  |  |  |  | 0 | 0
[9 empty] | 0 |  |  |  |  | 0 | 0
[9 empty] | 0 |  |  |  |  | 0 | 0
[9 empty] | 0 |  |  |  |  | 0 | 0
[9 empty] | 0 |  |  |  |  | 0 | 0
[9 empty] | 0 |  |  |  |  | 0 | 0
[9 empty] | 0 |  |  |  |  | 0 | 0
[9 empty] | 0 |  |  |  |  | 0 | 0
[9 empty] | 0 |  |  |  |  | 0 | 0
[9 empty] | 0 |  |  |  |  | 0 | 0
[9 empty] | 0 |  |  |  |  | 0 | 0
[9 empty] | 0 |  |  |  |  | 0 | 0
[9 empty] | 0 |  |  |  |  | 0 | 0
[9 empty] | 0 |  |  |  |  | 0 | 0
[9 empty] | 0 |  |  |  |  | 0 | 0
[9 empty] | 0 |  |  |  |  | 0 | 0
[9 empty] | 0 |  |  |  |  | 0 | 0
[9 empty] | 0 |  |  |  |  | 0 | 0
[9 empty] | 0 |  |  |  |  | 0 | 0
[9 empty] | 0 |  |  |  |  | 0 | 0
[9 empty] | 0 |  |  |  |  | 0 | 0
[9 empty] | 0 |  |  |  |  | 0 | 0
[9 empty] | 0 |  |  |  |  | 0 | 0
[9 empty] | 0 |  |  |  |  | 0 | 0
[9 empty] | 0 |  |  |  |  | 0 | 0
[9 empty] | 0 |  |  |  |  | 0 | 0
[9 empty] | 0 |  |  |  |  | 0 | 0
[9 empty] | 0 |  |  |  |  | 0 | 0
[9 empty] | 0 |  |  |  |  | 0 | 0
[9 empty] | 0 |  |  |  |  | 0 | 0
[9 empty] | 0 |  |  |  |  | 0 | 0
[9 empty] | 0 |  |  |  |  | 0 | 0
[9 empty] | 0 |  |  |  |  | 0 | 0
[9 empty] | 0 |  |  |  |  | 0 | 0
[9 empty] | 0 |  |  |  |  | 0 | 0
[9 empty] | 0 |  |  |  |  | 0 | 0
[9 empty] | 0 |  |  |  |  | 0 | 0
[9 empty] | 0 |  |  |  |  | 0 | 0
[9 empty] | 0 |  |  |  |  | 0 | 0
[9 empty] | 0 |  |  |  |  | 0 | 0
[9 empty] | 0 |  |  |  |  | 0 | 0
[9 empty] | 0 |  |  |  |  | 0 | 0
[9 empty] | 0 |  |  |  |  | 0 | 0
[9 empty] | 0 |  |  |  |  | 0 | 0
[9 empty] | 0 |  |  |  |  | 0 | 0
[9 empty] | 0 |  |  |  |  | 0 | 0
[9 empty] | 0 |  |  |  |  | 0 | 0
[9 empty] | 0 |  |  |  |  | 0 | 0
[9 empty] | 0 |  |  |  |  | 0 | 0
[9 empty] | 0 |  |  |  |  | 0 | 0
[9 empty] | 0 |  |  |  |  | 0 | 0
[9 empty] | 0 |  |  |  |  | 0 | 0
[9 empty] | 0 |  |  |  |  | 0 | 0
[9 empty] | 0 |  |  |  |  | 0 | 0
[9 empty] | 0 |  |  |  |  | 0 | 0
[9 empty] | 0 |  |  |  |  | 0 | 0
[9 empty] | 0 |  |  |  |  | 0 | 0
[9 empty] | 0 |  |  |  |  | 0 | 0
[9 empty] | 0 |  |  |  |  | 0 | 0
[9 empty] | 0 |  |  |  |  | 0 | 0
[9 empty] | 0 |  |  |  |  | 0 | 0
[9 empty] | 0 |  |  |  |  | 0 | 0
[9 empty] | 0 |  |  |  |  | 0 | 0
[9 empty] | 0 |  |  |  |  | 0 | 0
[9 empty] | 0 |  |  |  |  | 0 | 0
[9 empty] | 0 |  |  |  |  | 0 | 0
[9 empty] | 0 |  |  |  |  | 0 | 0
[9 empty] | 0 |  |  |  |  | 0 | 0
[9 empty] | 0 |  |  |  |  | 0 | 0
[9 empty] | 0 |  |  |  |  | 0 | 0
[9 empty] | 0 |  |  |  |  | 0 | 0
[9 empty] | 0 |  |  |  |  | 0 | 0
[9 empty] | 0 |  |  |  |  | 0 | 0
[9 empty] | 0 |  |  |  |  | 0 | 0
[9 empty] | 0 |  |  |  |  | 0 | 0
[9 empty] | 0 |  |  |  |  | 0 | 0
[9 empty] | 0 |  |  |  |  | 0 | 0
[9 empty] | 0 |  |  |  |  | 0 | 0
[9 empty] | 0 |  |  |  |  | 0 | 0
[9 empty] | 0 |  |  |  |  | 0 | 0
[9 empty] | 0 |  |  |  |  | 0 | 0
[9 empty] | 0 |  |  |  |  | 0 | 0
[9 empty] | 0 |  |  |  |  | 0 | 0
[9 empty] | 0 |  |  |  |  | 0 | 0
[9 empty] | 0 |  |  |  |  | 0 | 0
[9 empty] | 0 |  |  |  |  | 0 | 0
[9 empty] | 0 |  |  |  |  | 0 | 0
[9 empty] | 0 |  |  |  |  | 0 | 0
[9 empty] | 0 |  |  |  |  | 0 | 0
[9 empty] | 0 |  |  |  |  | 0 | 0
[9 empty] | 0 |  |  |  |  | 0 | 0
[9 empty] | 0 |  |  |  |  | 0 | 0
[9 empty] | 0 |  |  |  |  | 0 | 0
[9 empty] | 0 |  |  |  |  | 0 | 0
[9 empty] | 0 |  |  |  |  | 0 | 0
[9 empty] | 0 |  |  |  |  | 0 | 0
[9 empty] | 0 |  |  |  |  | 0 | 0
[9 empty] | 0 |  |  |  |  | 0 | 0
[9 empty] | 0 |  |  |  |  | 0 | 0
[9 empty] | 0 |  |  |  |  | 0 | 0
[9 empty] | 0 |  |  |  |  | 0 | 0
[9 empty] | 0 |  |  |  |  | 0 | 0
[9 empty] | 0 |  |  |  |  | 0 | 0
[9 empty] | 0 |  |  |  |  | 0 | 0
[9 empty] | 0 |  |  |  |  | 0 | 0
[9 empty] | 0 |  |  |  |  | 0 | 0
[9 empty] | 0 |  |  |  |  | 0 | 0
[9 empty] | 0 |  |  |  |  | 0 | 0
[9 empty] | 0 |  |  |  |  | 0 | 0
[9 empty] | 0 |  |  |  |  | 0 | 0
[9 empty] | 0 |  |  |  |  | 0 | 0
[9 empty] | 0 |  |  |  |  | 0 | 0
[9 empty] | 0 |  |  |  |  | 0 | 0
[9 empty] | 0 |  |  |  |  | 0 | 0
[9 empty] | 0 |  |  |  |  | 0 | 0
[9 empty] | 0 |  |  |  |  | 0 | 0
[9 empty] | 0 |  |  |  |  | 0 | 0
[9 empty] | 0 |  |  |  |  | 0 | 0
[9 empty] | 0 |  |  |  |  | 0 | 0
[9 empty] | 0 |  |  |  |  | 0 | 0
[9 empty] | 0 |  |  |  |  | 0 | 0
[9 empty] | 0 |  |  |  |  | 0 | 0
[9 empty] | 0 |  |  |  |  | 0 | 0
[9 empty] | 0 |  |  |  |  | 0 | 0
[9 empty] | 0 |  |  |  |  | 0 | 0
[9 empty] | 0 |  |  |  |  | 0 | 0
[9 empty] | 0 |  |  |  |  | 0 | 0
[9 empty] | 0 |  |  |  |  | 0 | 0
[9 empty] | 0 |  |  |  |  | 0 | 0
[9 empty] | 0 |  |  |  |  | 0 | 0
[9 empty] | 0 |  |  |  |  | 0 | 0
[9 empty] | 0 |  |  |  |  | 0 | 0
[9 empty] | 0 |  |  |  |  | 0 | 0
[9 empty] | 0 |  |  |  |  | 0 | 0
[9 empty] | 0 |  |  |  |  | 0 | 0
[9 empty] | 0 |  |  |  |  | 0 | 0
[9 empty] | 0 |  |  |  |  | 0 | 0
[9 empty] | 0 |  |  |  |  | 0 | 0
[9 empty] | 0 |  |  |  |  | 0 | 0
[9 empty] | 0 |  |  |  |  | 0 | 0
[9 empty] | 0 |  |  |  |  | 0 | 0
[9 empty] | 0 |  |  |  |  | 0 | 0
[9 empty] | 0 |  |  |  |  | 0 | 0
[9 empty] | 0 |  |  |  |  | 0 | 0
[9 empty] | 0 |  |  |  |  | 0 | 0
[9 empty] | 0 |  |  |  |  | 0 | 0
[9 empty] | 0 |  |  |  |  | 0 | 0
[9 empty] | 0 |  |  |  |  | 0 | 0
[9 empty] | 0 |  |  |  |  | 0 | 0
[9 empty] | 0 |  |  |  |  | 0 | 0
[9 empty] | 0 |  |  |  |  | 0 | 0
[9 empty] | 0 |  |  |  |  | 0 | 0
[9 empty] | 0 |  |  |  |  | 0 | 0
[9 empty] | 0 |  |  |  |  | 0 | 0
[9 empty] | 0 |  |  |  |  | 0 | 0
[9 empty] | 0 |  |  |  |  | 0 | 0
[9 empty] | 0 |  |  |  |  | 0 | 0
[9 empty] | 0 |  |  |  |  | 0 | 0
[9 empty] | 0 |  |  |  |  | 0 | 0
[9 empty] | 0 |  |  |  |  | 0 | 0
[9 empty] | 0 |  |  |  |  | 0 | 0
[9 empty] | 0 |  |  |  |  | 0 | 0
[9 empty] | 0 |  |  |  |  | 0 | 0
[9 empty] | 0 |  |  |  |  | 0 | 0
[9 empty] | 0 |  |  |  |  | 0 | 0
[9 empty] | 0 |  |  |  |  | 0 | 0
[9 empty] | 0 |  |  |  |  | 0 | 0
[9 empty] | 0 |  |  |  |  | 0 | 0
[9 empty] | 0 |  |  |  |  | 0 | 0
[9 empty] | 0 |  |  |  |  | 0 | 0
[9 empty] | 0 |  |  |  |  | 0 | 0
[9 empty] | 0 |  |  |  |  | 0 | 0
[9 empty] | 0 |  |  |  |  | 0 | 0
[9 empty] | 0 |  |  |  |  | 0 | 0
[9 empty] | 0 |  |  |  |  | 0 | 0
[9 empty] | 0 |  |  |  |  | 0 | 0
[9 empty] | 0 |  |  |  |  | 0 | 0
[9 empty] | 0 |  |  |  |  | 0 | 0
[9 empty] | 0 |  |  |  |  | 0 | 0
[9 empty] | 0 |  |  |  |  | 0 | 0
[9 empty] | 0 |  |  |  |  | 0 | 0
[9 empty] | 0 |  |  |  |  | 0 | 0
[9 empty] | 0 |  |  |  |  | 0 | 0
[9 empty] | 0 |  |  |  |  | 0 | 0
[9 empty] | 0 |  |  |  |  | 0 | 0
[9 empty] | 0 |  |  |  |  | 0 | 0
[9 empty] | 0 |  |  |  |  | 0 | 0
[9 empty] | 0 |  |  |  |  | 0 | 0
[9 empty] | 0 |  |  |  |  | 0 | 0
[9 empty] | 0 |  |  |  |  | 0 | 0
[9 empty] | 0 |  |  |  |  | 0 | 0
[9 empty] | 0 |  |  |  |  | 0 | 0
[9 empty] | 0 |  |  |  |  | 0 | 0
[9 empty] | 0 |  |  |  |  | 0 | 0
[9 empty] | 0 |  |  |  |  | 0 | 0
[9 empty] | 0 |  |  |  |  | 0 | 0
[9 empty] | 0 |  |  |  |  | 0 | 0
[9 empty] | 0 |  |  |  |  | 0 | 0
[9 empty] | 0 |  |  |  |  | 0 | 0
[9 empty] | 0 |  |  |  |  | 0 | 0
[9 empty] | 0 |  |  |  |  | 0 | 0
[9 empty] | 0 |  |  |  |  | 0 | 0
[9 empty] | 0 |  |  |  |  | 0 | 0
[9 empty] | 0 |  |  |  |  | 0 | 0
[9 empty] | 0 |  |  |  |  | 0 | 0
[9 empty] | 0 |  |  |  |  | 0 | 0
[9 empty] | 0 |  |  |  |  | 0 | 0
[9 empty] | 0 |  |  |  |  | 0 | 0
[9 empty] | 0 |  |  |  |  | 0 | 0
[9 empty] | 0 |  |  |  |  | 0 | 0
[9 empty] | 0 |  |  |  |  | 0 | 0
[9 empty] | 0 |  |  |  |  | 0 | 0
[9 empty] | 0 |  |  |  |  | 0 | 0
[9 empty] | 0 |  |  |  |  | 0 | 0
[9 empty] | 0 |  |  |  |  | 0 | 0
[9 empty] | 0 |  |  |  |  | 0 | 0
[9 empty] | 0 |  |  |  |  | 0 | 0
[9 empty] | 0 |  |  |  |  | 0 | 0
[9 empty] | 0 |  |  |  |  | 0 | 0
[9 empty] | 0 |  |  |  |  | 0 | 0
[9 empty] | 0 |  |  |  |  | 0 | 0
[9 empty] | 0 |  |  |  |  | 0 | 0
[9 empty] | 0 |  |  |  |  | 0 | 0
[9 empty] | 0 |  |  |  |  | 0 | 0
[9 empty] | 0 |  |  |  |  | 0 | 0
[9 empty] | 0 |  |  |  |  | 0 | 0
[9 empty] | 0 |  |  |  |  | 0 | 0
[9 empty] | 0 |  |  |  |  | 0 | 0
[9 empty] | 0 |  |  |  |  | 0 | 0
[9 empty] | 0 |  |  |  |  | 0 | 0
[9 empty] | 0 |  |  |  |  | 0 | 0
[9 empty] | 0 |  |  |  |  | 0 | 0
[9 empty] | 0 |  |  |  |  | 0 | 0
[9 empty] | 0 |  |  |  |  | 0 | 0
[9 empty] | 0 |  |  |  |  | 0 | 0
[9 empty] | 0 |  |  |  |  | 0 | 0
[9 empty] | 0 |  |  |  |  | 0 | 0
[9 empty] | 0 |  |  |  |  | 0 | 0
[9 empty] | 0 |  |  |  |  | 0 | 0
[9 empty] | 0 |  |  |  |  | 0 | 0
[9 empty] | 0 |  |  |  |  | 0 | 0
[9 empty] | 0 |  |  |  |  | 0 | 0
[9 empty] | 0 |  |  |  |  | 0 | 0
[9 empty] | 0 |  |  |  |  | 0 | 0
[9 empty] | 0 |  |  |  |  | 0 | 0
[9 empty] | 0 |  |  |  |  | 0 | 0
[9 empty] | 0 |  |  |  |  | 0 | 0
[9 empty] | 0 |  |  |  |  | 0 | 0
[9 empty] | 0 |  |  |  |  | 0 | 0
[9 empty] | 0 |  |  |  |  | 0 | 0
[9 empty] | 0 |  |  |  |  | 0 | 0
[9 empty] | 0 |  |  |  |  | 0 | 0
[9 empty] | 0 |  |  |  |  | 0 | 0
[9 empty] | 0 |  |  |  |  | 0 | 0
[9 empty] | 0 |  |  |  |  | 0 | 0
[9 empty] | 0 |  |  |  |  | 0 | 0
[9 empty] | 0 |  |  |  |  | 0 | 0
[9 empty] | 0 |  |  |  |  | 0 | 0
[9 empty] | 0 |  |  |  |  | 0 | 0
[9 empty] | 0 |  |  |  |  | 0 | 0
[9 empty] | 0 |  |  |  |  | 0 | 0
[9 empty] | 0 |  |  |  |  | 0 | 0
[9 empty] | 0 |  |  |  |  | 0 | 0
[9 empty] | 0 |  |  |  |  | 0 | 0
[9 empty] | 0 |  |  |  |  | 0 | 0
[9 empty] | 0 |  |  |  |  | 0 | 0
[9 empty] | 0 |  |  |  |  | 0 | 0
[9 empty] | 0 |  |  |  |  | 0 | 0
[9 empty] | 0 |  |  |  |  | 0 | 0
[9 empty] | 0 |  |  |  |  | 0 | 0
[9 empty] | 0 |  |  |  |  | 0 | 0
[9 empty] | 0 |  |  |  |  | 0 | 0
[9 empty] | 0 |  |  |  |  | 0 | 0
[9 empty] | 0 |  |  |  |  | 0 | 0
[9 empty] | 0 |  |  |  |  | 0 | 0
[9 empty] | 0 |  |  |  |  | 0 | 0
[9 empty] | 0 |  |  |  |  | 0 | 0
[9 empty] | 0 |  |  |  |  | 0 | 0
[9 empty] | 0 |  |  |  |  | 0 | 0
[9 empty] | 0 |  |  |  |  | 0 | 0
[9 empty] | 0 |  |  |  |  | 0 | 0
[9 empty] | 0 |  |  |  |  | 0 | 0
[9 empty] | 0 |  |  |  |  | 0 | 0
[9 empty] | 0 |  |  |  |  | 0 | 0
[9 empty] | 0 |  |  |  |  | 0 | 0
[9 empty] | 0 |  |  |  |  | 0 | 0
[9 empty] | 0 |  |  |  |  | 0 | 0
[9 empty] | 0 |  |  |  |  | 0 | 0
[9 empty] | 0 |  |  |  |  | 0 | 0
[9 empty] | 0 |  |  |  |  | 0 | 0
[9 empty] | 0 |  |  |  |  | 0 | 0
[9 empty] | 0 |  |  |  |  | 0 | 0
[9 empty] | 0 |  |  |  |  | 0 | 0
[9 empty] | 0 |  |  |  |  | 0 | 0
[9 empty] | 0 |  |  |  |  | 0 | 0
[9 empty] | 0 |  |  |  |  | 0 | 0
[9 empty] | 0 |  |  |  |  | 0 | 0
[9 empty] | 0 |  |  |  |  | 0 | 0
[9 empty] | 0 |  |  |  |  | 0 | 0
[9 empty] | 0 |  |  |  |  | 0 | 0
[9 empty] | 0 |  |  |  |  | 0 | 0
[9 empty] | 0 |  |  |  |  | 0 | 0
[9 empty] | 0 |  |  |  |  | 0 | 0
[9 empty] | 0 |  |  |  |  | 0 | 0
[9 empty] | 0 |  |  |  |  | 0 | 0
[9 empty] | 0 |  |  |  |  | 0 | 0
0

## S-2
Nepal Electricity Authority
Distribution and Consumer Services Directorate
Distribution System Upgrade and Expansion Project
Schedule of Rates and Prices
Summary of Schedule No. 2: Plant and Mandatory Spare Parts Supplied from Within the Employer’s Country (Excluding VAT applicable in Employer's Country)
|  | FC: USD | LC: NPR
Schedule No. | Title | Total Price
|  | Foreign Currency | Local Currency
A. | 11 kV Line |  | 0
B. | Distribution Transformers and Switchgear |  | 0
C. | Low Tension Lines |  | 0
Grand Total to be carried forward to Schedule 5 |  | 0 | 0

## S-2-A
Nepal Electricity Authority
Distribution and Consumer Services Directorate
Distribution System Upgrade and Expansion Project
Schedule of Rates and Prices
Schedule No. 2: Plant and Mandatory Spare Parts Supplied from Within the Employer’s Country (Excluding VAT applicable in Employer's Country)
LC: NPR
Item | Description | Unit | Unit Rate, EXWorks | Quantity |  |  |  | Total Quantity | Unit Rate, Domestic Transportation and Insurance, Local Currency |  |  |  | Total EXW Price | Total, Domestic Transportation and Insurance | Total Price
|  |  | Local Currency | Bajhang DSUEP | Rukum East DSUEP | Baitadi DSUEP | Rolpa DSUEP |  | Bajhang DSUEP | Rukum East DSUEP | Baitadi DSUEP | Rolpa DSUEP | Local Currency | Local Currency | Local Currency
1 | 2 | 3 | 4 | 5 |  |  |  | 6 = Σ5 | 7 |  |  |  | 8 = 4 x 6 | 9 = Σ(π(5 x 7)) | 10 = 8 + 9
|  |  |  | A | B | C | D |  | A | B | C | D
A. | 11 kV Line | [6 empty] | 0
A.1 | Conductors | [6 empty] | 0
1 | XLPE Overhead Covered Conductor, 100 sq mm. with 5% Sag | kms |  | 91 | 45 | 17 | 17 | 170
2 | XLPE Overhead Covered Conductor, 55 sq mm. with 5% Sag | kms |  | 514 | 257 | 96 | 96 | 963
3 | Mid-Span Joining Sleeve (Covered Conductor. rated min 500A) | set |  | 1152 | 576 | 216 | 216 | 2160
4 | Tension/Anchoring Assembly (including Anti-tracking Device and Socket Eye) | set |  | 18 | 9 | 3 | 3 | 33
5 | Polymeric Pin Ties, and Top Ties | set |  | 18 | 9 | 3 | 3 | 33
6 | Insulation Piercing Connectors (IPC) - Type 1 | set |  | 18 | 9 | 3 | 3 | 33
7 | Insulation Piercing Connectors (IPC) - Type 2 | set |  | 18 | 9 | 3 | 3 | 33
8 | Insulation Piercing Connectors (IPC) - Type 3 | set |  | 71 | 35 | 35 | 35 | 176
0
A.2 | Poles and Accessories | [6 empty] | 0
A.2.1 | STP Pole and Accessories - Single Circuit | [6 empty] | 0
1 | 11 M Steel Tubular Pole | nos. |  | 3040 | 1520 | 570 | 570 | 5700 | [6 empty] | 0
2 | Back Strap for Pin Type Insulator for 11 kV | nos. |  | 4560 | 2280 | 855 | 855 | 8550 | [6 empty] | 0
3 | Bolts with suitable nuts and washers (M16 x 100 mm) | nos. |  | 3040 | 1520 | 570 | 570 | 5700 | [6 empty] | 0
4 | Bolts with suitable nuts and washers (M16 x 235 mm) | nos. |  | 3800 | 1900 | 712.5 | 712.5 | 7125 | [6 empty] | 0
5 | Bolts with suitable nuts and washers (M16 x 50 mm) | nos. |  | 16900 | 8875 | 4125 | 4125 | 34025 | [6 empty] | 0
6 | Disc Type Insulator for 11 kV | set |  | 4560 | 2280 | 855 | 855 | 8550 | [6 empty] | 0
7 | Flat Crossarm Brace 11 kV (40 x 6 x 660 mm) | nos. |  | 7600 | 3800 | 1425 | 1425 | 14250 | [6 empty] | 0
8 | Insulator Pin for Pin Insulator of 11 kV | set |  | 9120 | 4560 | 1710 | 1710 | 17100 | [6 empty] | 0
9 | Interconnecting Clamp for MVCC | set |  | 912 | 456 | 171 | 171 | 1710 | [6 empty] | 0
10 | Pin Type Insulator for 11 kV | nos. |  | 9120 | 4560 | 1710 | 1710 | 17100 | [6 empty] | 0
11 | Pole Clamp with Nut, bolt and washers (TC1) with channel and support structures all complete as per design and drawings | set |  | 3800 | 1900 | 712.5 | 712.5 | 7125 | [6 empty] | 0
12 | Pole Clamp with Nut, bolt and washers (TC2) with channel and support structures all complete as per design and drawings | set |  | 3800 | 1900 | 712.5 | 712.5 | 7125 | [6 empty] | 0
13 | Pole Clamp with Nut, bolt and washers, Bottom Bracing (TC5) with channel and support structures all complete as per design and drawings | set |  | 200 | 150 | 150 | 150 | 650 | [6 empty] | 0
14 | Pole Clamp with Nut, bolt and washers, Top Bracing (TC4) with channel and support structures all complete as per design and drawings | set |  | 200 | 150 | 150 | 150 | 650 | [6 empty] | 0
15 | Preformed Pin Ties, Top Ties | set |  | 9120 | 4560 | 1710 | 1710 | 17100 | [6 empty] | 0
16 | Steel Crossarm Top Channel (100 x 50 x 6.4 x 300 mm) | nos. |  | 3800 | 1900 | 712.5 | 712.5 | 7125 | [6 empty] | 0
17 | Steel Crossarm Bottom Channel (100 x 50 x 6.4 x 1200 mm) | nos. |  | 3800 | 1900 | 712.5 | 712.5 | 7125 | [6 empty] | 0
18 | Steel Crossarm Channel (100 x 50 x 6.4 x 2390 mm) | nos. |  | 100 | 75 | 75 | 75 | 325 | [6 empty] | 0
19 | Steel Bracing Angle (40 x 40 x 5 x 2071 mm) | nos. |  | 200 | 150 | 150 | 150 | 650 | [6 empty] | 0
20 | Steel Crossarm Bracing Angle (40 x 40 x 5 x 2723 mm) | nos. |  | 200 | 150 | 150 | 150 | 650 | [6 empty] | 0
21 | Steel Offset Type Crossarm Channel (100 x 50 x 6.4 x 1700 mm) | nos. |  | 100 | 75 | 50 | 50 | 275 | [6 empty] | 0
22 | Flat Crossarm Brace 11 kV (40 x 6 x 877 mm) | nos. |  | 100 | 75 | 50 | 50 | 275 | [6 empty] | 0
23 | Strap for Insulator String for 11 kV (100 x 5 x 350 mm) | set |  | 4560 | 2280 | 855 | 855 | 8550 | [6 empty] | 0
24 | Tension Set with Ball and Socket Eye | set |  | 4560 | 2280 | 855 | 855 | 8550 | [6 empty] | 0
0
A.2.2 | STP Pole and Accessories - Double Circuit | [6 empty] | 0
1 | 11 m Steel Tubular Pole | nos. |  | 214 | 107 | 40 | 40 | 401 | [6 empty] | 0
2 | Back Strap | nos. |  | 642 | 321 | 120 | 120 | 1203 | [6 empty] | 0
3 | Bolts with suitable nuts and washers as required | nos. |  | 5453 | 2704 | 1180 | 1180 | 10517 | [6 empty] | 0
4 | Disc Type Insulator for 11 kV | set |  | 642 | 321 | 120 | 120 | 1203 | [6 empty] | 0
5 | Flat Crossarm Brace 11 kV (40 x 5 x 720 mm) | nos. |  | 1712 | 856 | 320 | 320 | 3208 | [6 empty] | 0
6 | Flat Crossarm Brace 11 kV (40 x 5 x 660 mm) | nos. |  | 954 | 468 | 180 | 180 | 1782 | [6 empty] | 0
7 | Steel Bracing Angle (40 x 40 x 5 x 2071 mm) | nos. |  | 40 | 20 | 20 | 20 | 100 | [6 empty] | 0
8 | Steel Crossarm Bracing Angle (40 x 40 x 5 x 2723 mm) | nos. |  | 40 | 20 | 20 | 20 | 100 | [6 empty] | 0
9 | Insulator Pin for Pin Insulator of 11 kV | set |  | 1284 | 642 | 240 | 240 | 2406 | [6 empty] | 0
10 | Interconnecting Clamp for MVCC | set |  | 129 | 65 | 24 | 24 | 242 | [6 empty] | 0
11 | Pin Type Insulator for 11 kV | nos. |  | 1284 | 642 | 240 | 240 | 2406 | [6 empty] | 0
12 | Pole Clamp with Nut, bolt and washers (TC1) with channel and support structures all complete as per design and drawings | set |  | 627 | 312 | 130 | 130 | 1199 | [6 empty] | 0
13 | Pole Clamp with Nut, bolt and washers (TC2) with channel and support structures all complete as per design and drawings | set |  | 627 | 312 | 130 | 130 | 1199 | [6 empty] | 0
14 | Pole Clamp with Nut, bolt and washers, Bottom Bracing (TC5) with channel and support structures all complete as per design and drawings | set |  | 40 | 20 | 20 | 20 | 100 | [6 empty] | 0
15 | Pole Clamp with Nut, bolt and washers, Top Bracing (TC4) with channel and support structures all complete as per design and drawings | set |  | 40 | 20 | 20 | 20 | 100 | [6 empty] | 0
16 | Preformed Pin Ties, Top Ties | set |  | 1284 | 642 | 240 | 240 | 2406 | [6 empty] | 0
17 | Steel Crossarm Channel (100 x 50 x 6.4 x 1700 mm) | nos. |  | 428 | 214 | 80 | 80 | 802 | [6 empty] | 0
18 | Steel Crossarm Channel (100 x 50 x 6.4 x 1200 mm) | nos. |  | 159 | 78 | 30 | 30 | 297 | [6 empty] | 0
19 | Steel Crossarm Channel (100 x 50 x 6.4 x 2390 mm) | nos. |  | 20 | 10 | 10 | 10 | 50 | [6 empty] | 0
22 | Strap for Insulator String for 11 kV (100 x 5 x 350 mm) | set |  | 642 | 321 | 120 | 120 | 1203 | [6 empty] | 0
23 | Tension Set with Ball and Socket Eye | set |  | 642 | 321 | 120 | 120 | 1203 | [6 empty] | 0
0
A.2.3 | Stays | [6 empty] | 0
1 | Pole Clamp with Nut, bolt and washers (TC3) with channel and support structures all complete as per design and drawings | set |  | 1302 | 651 | 244 | 244 | 2441
2 | Bolts with suitable nuts and washers (M16 x 50 mm) | nos. |  | 2604 | 1302 | 488 | 488 | 4882
3 | Bolts with suitable nuts and washers (M16 x 100 mm) | nos. |  | 2604 | 1302 | 488 | 488 | 4882
4 | Stay Wire, (7/10 SWG minimum) | kg |  | 13020 | 6510 | 2440 | 2440 | 24410
5 | Stay/Guy Insulator | nos. |  | 1302 | 651 | 244 | 244 | 2441
6 | Stay Turn Buckle including Thimble, (18 SWG minimum) | set |  | 1302 | 651 | 244 | 244 | 2441
7 | Stay I bolt, (12 inch minimum) | nos. |  | 1302 | 651 | 244 | 244 | 2441
8 | Stay I Rod/Anchor Rod, (minimum 1600 mm) | nos. |  | 1302 | 651 | 244 | 244 | 2441
9 | Bow set with Thimble | set |  | 1302 | 651 | 244 | 244 | 2441
10 | Stay Grip | set |  | 1302 | 651 | 244 | 244 | 2441
11 | Galvanized Steel Stay Plate for Installation Underground, (600 x 600 x 6 mm minimum) | nos. |  | 1302 | 651 | 244 | 244 | 2441
0
A.3 | Special Components | [6 empty] | 0
1 | Power Arc Devices (3 Nos. per set) | set |  | 18 | 9 | 3 | 3 | 33

## S-2-B
Nepal Electricity Authority
Distribution and Consumer Services Directorate
Distribution System Upgrade and Expansion Project
Schedule of Rates and Prices
Schedule No. 2: Plant and Mandatory Spare Parts Supplied from Within the Employer’s Country (Excluding VAT applicable in Employer's Country)
LC: NPR
Item | Description | Unit | Unit Rate, EXWorks | Quantity |  |  |  | Total Quantity | Unit Rate, Domestic Transportation and Insurance, Local Currency |  |  |  | Total EXW Price | Total, Domestic Transportation and Insurance | Total Price
|  |  | Local Currency | Bajhang DSUEP | Rukum East DSUEP | Baitadi DSUEP | Rolpa DSUEP |  | Bajhang DSUEP | Rukum East DSUEP | Baitadi DSUEP | Rolpa DSUEP | Local Currency | Local Currency | Local Currency
1 | 2 | 3 | 4 | 5 |  |  |  | 6 = Σ5 | 7 |  |  |  | 8 = 4 x 6 | 9 = Σ(π(5 x 7)) | 10 = 8 + 9
|  |  |  | A | B | C | D |  | A | B | C | D
B. | Distribution Transformer and Switchgear Components | [6 empty] | 0
B.1 | Distribution Transformer | [6 empty] | 0
1 | 11/0.4kV 25kVA 3 ph. Distribution Transformer | set |  | 60 | 24 | 24 | 24 | 132
2 | 11/0.4kV 50kVA 3 ph. Distribution Transformer | set |  | 10 | 10 | 10 | 10 | 40
0
B.2 | Transformer Platform | [6 empty] | 0
1 | Transformer Platform for 25 kVA, 3 phase Transformer including separate separate DO & separate LA Fitting Channels, Clamps, Nutbolts all complete | set |  | 60 | 24 | 24 | 24 | 132
2 | Transformer Platform for 50kVA, 3 phase Transformer including separate separate DO & separate LA Fitting Channels, Clamps, Nutbolts all complete | set |  | 10 | 10 | 10 | 10 | 40
0
B.3 | Surge Protection Devices and Accessories | [6 empty] | 0
1 | 9 kV Surge Arrester for Three Phase Transformer | set |  | 70 | 34 | 34 | 34 | 172
2 | Drop Out Fuse of suitable Capacity for Three Phase Transformer | set |  | 70 | 34 | 34 | 34 | 172
3 | Outdoor Pole Mounted Distribution Panel Board (with 50A TP MCCB-1 Nos, 32A 4P MCCB-2Nos with Copper Busbars and Hardware) Complete Set | set |  | 60 | 24 | 24 | 24 | 132
4 | Outdoor Pole Mounted Distribution Panel Board (with 80A TP MCCB-1 Nos, 50A 4P MCCB-2Nos with Copper Busbars and Hardware) Complete Set | set |  | 10 | 10 | 10 | 10 | 40
5 | LT PVC Cable, (Al. 4 Core, 50 sq mm, Armored) | m |  | 350 | 170 | 170 | 170 | 860
0
B.4 | Switchgear, Data Instrumentation System and Accessories | [6 empty] | 0
1 | Load Break Switch | set |  | 19 | 10 | 4 | 4 | 37
2 | Transformer Data Instrumentation System with every minute data logging and transfer to Server at Regional Control Centre and programmed locations as per specifications all complete - 3 Phase, with IP 67 Box, platform and connection system (Current, Voltage, Power, Power Factor, THD, Oil Temperature, Status, Daily Load Curve, local storage and transfer via GSM) | set |  | 70 | 34 | 34 | 34 | 172
3 | Load Break Switch Data Instrumentation System with every minute data logging and transfer to Server at Regional Control Centre and programmed locations as per specifications all complete - 3 Phase, with IP 67 Box, platform and connection system (Current, Voltage, Daily Load Curve, Status, local storage and transfer via GSM) | set |  | 19 | 10 | 4 | 4 | 37
4 | Earthing Set for Transformer all complete (Body, Neutral and Lightning Earthing all complete) | set |  | 70 | 34 | 34 | 34 | 172
Stay I Rod/Anchor Rod, (minimum 1600 mm)

## S-2-C
Nepal Electricity Authority
Distribution and Consumer Services Directorate
Distribution System Upgrade and Expansion Project
Schedule of Rates and Prices
Schedule No. 2: Plant and Mandatory Spare Parts Supplied from Within the Employer’s Country (Excluding VAT applicable in Employer's Country)
LC: NPR
Item | Description | Unit | Unit Rate, EXWorks | Quantity |  |  |  | Total Quantity | Unit Rate, Domestic Transportation and Insurance, Local Currency |  |  |  | Total EXW Price | Total, Domestic Transportation and Insurance | Total Price
|  |  | Local Currency | Bajhang DSUEP | Rukum East DSUEP | Baitadi DSUEP | Rolpa DSUEP |  | Bajhang DSUEP | Rukum East DSUEP | Baitadi DSUEP | Rolpa DSUEP | Local Currency | Local Currency | Local Currency
1 | 2 | 3 | 4 | 5 |  |  |  | 6 = Σ5 | 7 |  |  |  | 8 = 4 x 6 | 9 = Σ(π(5 x 7)) | 10 = 8 + 9
|  |  |  | A | B | C | D |  | A | B | C | D
C | Low Tension Line | [6 empty] | 0
C.1 | Conductor | [6 empty] | 0
1 | Aerial Bundled Cable with Messenger Cable 3 x 50 + 1 x 35 sq mm | kms |  | 49 | 22 | 22 | 22 | 115
2 | Aerial Bundled Cable with Messenger Cable 3 x 25 + 1 x 25 sq mm | kms |  | 243 | 110 | 110 | 110 | 573
3 | Aerial Bundled Cable with Messenger Cable 2 x 25 sq mm | kms |  | 194 | 88 | 88 | 88 | 458
4 | Mid-Span Cable Connector/Junction Sleeve | set |  | 1944 | 880 | 880 | 880 | 4584
0
C.2 | Poles and Accessories | [6 empty] | 0
C.2.1 | STP Pole and Accessories | [6 empty] | 0
1 | 8 m Steel Tubular Pole | nos. |  | 11550 | 5250 | 5250 | 5250 | 27300
2 | Anchor Assembly for Messenger | set |  | 4620 | 2100 | 2100 | 2100 | 10920
3 | Suspension Assembly for Messenger | set |  | 10857 | 4935 | 4935 | 4935 | 25662
4 | Insulated Piercing Connector | set |  | 29568 | 13440 | 13440 | 13440 | 69888
5 | Angle Plate | set |  | 2310 | 1050 | 1050 | 1050 | 5460
6 | Insulated Cable Cap | set |  | 18480 | 8400 | 8400 | 8400 | 43680
7 | Pig Tail with Fabricated Eye | set |  | 12243 | 5565 | 5565 | 5565 | 28938
8 | Pole Clamp with Nut, Bolt and Washers | set |  | 14553 | 6615 | 6615 | 6615 | 34398
9 | Twisted Double Eye | set |  | 4158 | 1890 | 1890 | 1890 | 9828
0
C.2.2 | Stays | [6 empty] | 0
1 | Pole Clamp with Nut, bolt and washers (TC3), with channel and support structures all complete as per design and drawings | set |  | 4620 | 2100 | 2100 | 2100 | 10920
2 | Bolts with suitable nuts and washers (M16 x 50 mm) | nos. |  | 9240 | 4200 | 4200 | 4200 | 21840
3 | Bolts with suitable nuts and washers (M16 x 100 mm) | nos. |  | 9240 | 4200 | 4200 | 4200 | 21840
4 | Stay Wire, (7/10 SWG minimum) | kg |  | 46200 | 21000 | 21000 | 21000 | 109200
5 | Stay/Guy Insulator | nos. |  | 4620 | 2100 | 2100 | 2100 | 10920
6 | Stay Turn Buckle including Thimble, (18 SWG minimum) | set |  | 4620 | 2100 | 2100 | 2100 | 10920
7 | Stay I bolt, (12 inch minimum) | nos. |  | 4620 | 2100 | 2100 | 2100 | 10920
8 | Stay I Rod/Anchor Rod, (minimum 1600 mm) | nos. |  | 4620 | 2100 | 2100 | 2100 | 10920
9 | Bow set with Thimble | set |  | 4620 | 2100 | 2100 | 2100 | 10920
10 | Stay Grip | set |  | 4620 | 2100 | 2100 | 2100 | 10920
11 | Galvanized Steel Stay Plate for Installation Underground, (300 x 300 x 6 mm minimum) | nos. |  | 4620 | 2100 | 2100 | 2100 | 10920
0
C.3 | Special Components | [6 empty] | 0
1 | 9 m Steel Tubular Pole | nos. |  | 5 | 5 | 5 | 5 | 20

## S-3
Nepal Electricity Authority
Distribution and Consumer Services Directorate
Distribution System Upgrade and Expansion Project
Schedule of Rates and Prices
Summary of Schedule No. 3: Design Services (Excluding VAT applicable in Employer's Country)
|  | FC: USD | LC: NPR
Schedule No. | Title | Total Price
|  | Foreign | Local
A. | 11 kV Line | 0 | 0
B. | Distribution Transformers and Switchgear | 0 | 0
C. | Low Tension Lines | 0 | 0
Grand Total to be carried forward to Schedule 5 |  | 0 | 0

## S-3-A
Nepal Electricity Authority
Distribution and Consumer Services Directorate
Distribution System Upgrade and Expansion Project
Schedule of Rates and Prices
Schedule No. 3: Design Services (Excluding VAT applicable in Employer's Country)
[6 empty] | FC: USD | LC: NPR
Item | Description | Unit | Quantity | Unit Price |  | Total Price
|  |  |  | Foreign Currency Portion | Local Currency Portion | Foreign Currency Portion | Local Currency Portion
1 | 2 | 3 | 4 | 5 | 6 | 7 = 4 x 5 | 8 = 4 x 6
A. | 11 kV Line
1 | Preconstruction Survey, Design and Drawings of 11 kV Line as per the scope of the project | kms | 360 |  |  | 0 | 0
2 | As Built Drawings, Testing and Commissioning of 11kV Line as per the scope of the project | kms | 360 |  |  | 0 | 0
B. | Distribution Transformers and Switchgear |  |  |  |  | 0 | 0
1 | Design, Drawings, Identification of Location and Capacity of 11/0.4 kV Distribution Transformer including data communication system, Lightning Arrester, MCCB, earthing, etc. all complete as per the scope of the project | set | 172 |  |  | 0 | 0
2 | As Built Drawings, Testing and Commissioning of 11/0.4 kV Distribution Transformer including data communication system, Lightning Arrester, MCCB, earthing, etc. all complete as per the scope of the project | set | 172 |  |  | 0 | 0
3 | Design, Drawings, Identification of Location and Capacity of Switchgear like load break switches including data communication system as per the scope of the project | set | 37 |  |  | 0 | 0 | 3
4 | As Built Drawings, Testing and Commissioning of Switchgear like load break switches including data communication system as per the scope of the project | set | 37 |  |  | 0 | 0
C. | Low Tension Lines |  |  |  |  | 0 | 0
1 | Preconstruction Survey, Design and Drawings of Low Tension Line as per the scope of the project | kms | 1092 |  |  | 0 | 0
2 | As Built Drawings, Testing and Commissioning of Low Tension Line as per the scope of the project | kms | 1092 |  |  | 0 | 0
[6 empty] | 0 | 0
[6 empty] | 0 | 0
[6 empty] | 0 | 0
[6 empty] | 0 | 0
[6 empty] | 0 | 0
[6 empty] | 0 | 0
[6 empty] | 0 | 0

## S-4
Nepal Electricity Authority
Distribution and Consumer Services Directorate
Distribution System Upgrade and Expansion Project
Schedule of Rates and Prices
Summary of Schedule No. 4: Installation and Other Services (Excluding VAT applicable in Employer's Country)
|  | FC: USD | LC: NPR
Schedule No. | Title | Total Price
|  | Foreign Currency | Local Currency
A. | 11 kV Line |  | 0
B. | Distribution Transformers and Switchgear |  | 0
C. | Low Tension Lines |  | 0
D. | Environmental and Social Mitigation Works |  | 35000000
Grand Total to be carried forward to Schedule 5 |  | 0 | 35000000

## S-4-A
Nepal Electricity Authority
Distribution and Consumer Services Directorate
Distribution System Upgrade and Expansion Project
Schedule of Rates and Prices
Schedule No. 4: Installation and Other Services (Excluding VAT applicable in Employer's Country)
LC: NPR
Item | Description | Unit | Quantity |  |  |  | Total Quantity | Unit Price, Local Currency |  |  |  | Total Price
|  |  | Bajhang DSUEP | Rukum East DSUEP | Baitadi DSUEP | Rolpa DSUEP |  | Bajhang DSUEP | Rukum East DSUEP | Baitadi DSUEP | Rolpa DSUEP | Local Currency
1 | 2 | 3 | 4 |  |  |  | 5 = Σ4 | 6 |  |  |  | 7 = Σ(π(4 x 6))
|  |  | A | B | C | D |  | A | B | C | D
A | 11 kV Lines
A.1 | Conductors | [5 empty] | 0 |  |  |  |  | 0
1 | Stringing of Covered Conductor (XLPE insulated, 100 sq.mm. AAC) | kms | 91 | 45 | 17 | 17 | 170 |  |  |  |  | 0
2 | Stringing of Covered Conductor (XLPE insulated, 55 sq.mm. AAC) | kms | 514 | 257 | 96 | 96 | 963 |  |  |  |  | 0
[7 empty] | 0 |  |  |  |  | 0
A.2 | Poles and accessories |  | 0 |  |  |  | 0 |  |  |  |  | 0
1 | Hardware and transportation of 11 m long Steel tubular pole including erection - excavation of footing, making pole vent, placing in footing, backfilling, concreting all complete | Nos. | 3254 | 1627 | 610 | 610 | 6101 |  |  |  |  | 0
2 | Stay sets, with stay wire, rod, ties & insulator all complete including transportation to site. | set | 1302 | 651 | 244 | 244 | 2441 |  |  |  |  | 0
3 | Providing and laying of plain cement concrete (PCC) M15 (manual mixed) in foundation complete as per drawing and technical specifications for 11 m STP. | cum | 1708.0051 | 854.0025 | 320.1853 | 320.1853 | 3202.3783 |  |  |  |  | 0
A.3 | Dismantling Works | [5 empty] | 0 |  |  |  |  | 0
1 | Dismantling of existing HT Poles (Dismantle 11m or 10m or 9m or 8m Wooden, Steel Tubular or PSC Type poles and carry back to office store safely) all complete | Nos. | 10 | 10 | 20 | 10 | 50 |  |  |  |  | 0
2 | Dismantling of existing HT or LT wire (Dismantle and carry back to office store safely) all complete | kms | 2 | 2 | 10 | 2 | 16 |  |  |  |  | 0
[7 empty] | 0 |  |  |  |  | 0
A.4 | Reconductoring Works | [5 empty] | 0 |  |  |  |  | 0
1 | Recondutoring of 11 kV lines/LT for certain sections as double or single circuit | kms | 10 | 10 | 10 | 10 | 40 |  |  |  |  | 0
2 | Reconnection Works of Service Cable (Single Phase) | set | 10 | 10 | 10 | 10 | 40 |  |  |  |  | 0
3 | Reconnection Works of Service Cable (Three Phase) | set | 10 | 10 | 10 | 10 | 40 |  |  |  |  | 0
[7 empty] | 0 |  |  |  |  | 0
[7 empty] | 0 |  |  |  |  | 0
[7 empty] | 0 |  |  |  |  | 0
[7 empty] | 0 |  |  |  |  | 0
[7 empty] | 0 |  |  |  |  | 0
[7 empty] | 0 |  |  |  |  | 0
[7 empty] | 0 |  |  |  |  | 0
[7 empty] | 0 |  |  |  |  | 0
[7 empty] | 0 |  |  |  |  | 0
[7 empty] | 0 |  |  |  |  | 0
[7 empty] | 0 |  |  |  |  | 0
[7 empty] | 0 |  |  |  |  | 0
[7 empty] | 0 |  |  |  |  | 0
[7 empty] | 0 |  |  |  |  | 0
[7 empty] | 0 |  |  |  |  | 0
[7 empty] | 0 |  |  |  |  | 0
[7 empty] | 0 |  |  |  |  | 0
[7 empty] | 0 |  |  |  |  | 0
[7 empty] | 0 |  |  |  |  | 0
[7 empty] | 0 |  |  |  |  | 0
[7 empty] | 0 |  |  |  |  | 0
[7 empty] | 0 |  |  |  |  | 0
[7 empty] | 0 |  |  |  |  | 0
[7 empty] | 0 |  |  |  |  | 0
[7 empty] | 0 |  |  |  |  | 0
[7 empty] | 0 |  |  |  |  | 0
[7 empty] | 0 |  |  |  |  | 0
[7 empty] | 0 |  |  |  |  | 0
[7 empty] | 0 |  |  |  |  | 0
[7 empty] | 0 |  |  |  |  | 0
[7 empty] | 0 |  |  |  |  | 0
[7 empty] | 0 |  |  |  |  | 0
[7 empty] | 0 |  |  |  |  | 0
[7 empty] | 0 |  |  |  |  | 0
[7 empty] | 0 |  |  |  |  | 0
[7 empty] | 0 |  |  |  |  | 0
[7 empty] | 0 |  |  |  |  | 0
[7 empty] | 0 |  |  |  |  | 0
[7 empty] | 0 |  |  |  |  | 0
[7 empty] | 0 |  |  |  |  | 0
[7 empty] | 0 |  |  |  |  | 0
[7 empty] | 0 |  |  |  |  | 0
[7 empty] | 0 |  |  |  |  | 0
[7 empty] | 0 |  |  |  |  | 0
[7 empty] | 0 |  |  |  |  | 0
[7 empty] | 0 |  |  |  |  | 0
[7 empty] | 0 |  |  |  |  | 0
[7 empty] | 0 |  |  |  |  | 0
[7 empty] | 0 |  |  |  |  | 0
[7 empty] | 0 |  |  |  |  | 0
[7 empty] | 0 |  |  |  |  | 0
[7 empty] | 0 |  |  |  |  | 0
[7 empty] | 0 |  |  |  |  | 0
[7 empty] | 0 |  |  |  |  | 0
[7 empty] | 0 |  |  |  |  | 0
[7 empty] | 0 |  |  |  |  | 0
[7 empty] | 0 |  |  |  |  | 0
[7 empty] | 0 |  |  |  |  | 0
[7 empty] | 0 |  |  |  |  | 0
[7 empty] | 0 |  |  |  |  | 0
[7 empty] | 0 |  |  |  |  | 0
[7 empty] | 0 |  |  |  |  | 0
[7 empty] | 0 |  |  |  |  | 0
[7 empty] | 0 |  |  |  |  | 0
[7 empty] | 0 |  |  |  |  | 0
[7 empty] | 0 |  |  |  |  | 0
[7 empty] | 0 |  |  |  |  | 0
[7 empty] | 0 |  |  |  |  | 0
[7 empty] | 0 |  |  |  |  | 0
[7 empty] | 0 |  |  |  |  | 0
[7 empty] | 0 |  |  |  |  | 0
[7 empty] | 0 |  |  |  |  | 0
[7 empty] | 0 |  |  |  |  | 0
[7 empty] | 0 |  |  |  |  | 0
[7 empty] | 0 |  |  |  |  | 0
[7 empty] | 0 |  |  |  |  | 0
[7 empty] | 0 |  |  |  |  | 0
[7 empty] | 0 |  |  |  |  | 0
[7 empty] | 0 |  |  |  |  | 0
[7 empty] | 0 |  |  |  |  | 0
[7 empty] | 0 |  |  |  |  | 0
[7 empty] | 0 |  |  |  |  | 0
[7 empty] | 0 |  |  |  |  | 0
[7 empty] | 0 |  |  |  |  | 0
[7 empty] | 0 |  |  |  |  | 0
[7 empty] | 0 |  |  |  |  | 0
[7 empty] | 0 |  |  |  |  | 0
[7 empty] | 0 |  |  |  |  | 0
[7 empty] | 0 |  |  |  |  | 0
[7 empty] | 0 |  |  |  |  | 0
[7 empty] | 0 |  |  |  |  | 0
[7 empty] | 0 |  |  |  |  | 0
[7 empty] | 0 |  |  |  |  | 0
[7 empty] | 0 |  |  |  |  | 0
[7 empty] | 0 |  |  |  |  | 0
[7 empty] | 0 |  |  |  |  | 0
[7 empty] | 0 |  |  |  |  | 0
[7 empty] | 0 |  |  |  |  | 0
[7 empty] | 0 |  |  |  |  | 0
[7 empty] | 0 |  |  |  |  | 0
[7 empty] | 0 |  |  |  |  | 0
[7 empty] | 0 |  |  |  |  | 0
[7 empty] | 0 |  |  |  |  | 0
[7 empty] | 0 |  |  |  |  | 0
[7 empty] | 0 |  |  |  |  | 0
[7 empty] | 0 |  |  |  |  | 0
[7 empty] | 0 |  |  |  |  | 0
[7 empty] | 0 |  |  |  |  | 0
[7 empty] | 0 |  |  |  |  | 0
[7 empty] | 0 |  |  |  |  | 0
[7 empty] | 0 |  |  |  |  | 0
[7 empty] | 0 |  |  |  |  | 0
[7 empty] | 0 |  |  |  |  | 0
[7 empty] | 0 |  |  |  |  | 0
[7 empty] | 0 |  |  |  |  | 0
[7 empty] | 0 |  |  |  |  | 0
[7 empty] | 0 |  |  |  |  | 0
[7 empty] | 0 |  |  |  |  | 0
[7 empty] | 0 |  |  |  |  | 0
[7 empty] | 0 |  |  |  |  | 0
[7 empty] | 0 |  |  |  |  | 0
[7 empty] | 0 |  |  |  |  | 0
[7 empty] | 0 |  |  |  |  | 0
[7 empty] | 0 |  |  |  |  | 0
[7 empty] | 0 |  |  |  |  | 0
[7 empty] | 0 |  |  |  |  | 0
[7 empty] | 0 |  |  |  |  | 0
[7 empty] | 0 |  |  |  |  | 0
[7 empty] | 0 |  |  |  |  | 0
[7 empty] | 0 |  |  |  |  | 0
[7 empty] | 0 |  |  |  |  | 0
[7 empty] | 0 |  |  |  |  | 0
[7 empty] | 0 |  |  |  |  | 0
[7 empty] | 0 |  |  |  |  | 0
[7 empty] | 0 |  |  |  |  | 0
[7 empty] | 0 |  |  |  |  | 0
[7 empty] | 0 |  |  |  |  | 0
[7 empty] | 0 |  |  |  |  | 0
[7 empty] | 0 |  |  |  |  | 0
[7 empty] | 0 |  |  |  |  | 0
[7 empty] | 0 |  |  |  |  | 0
[7 empty] | 0 |  |  |  |  | 0
[7 empty] | 0 |  |  |  |  | 0
[7 empty] | 0 |  |  |  |  | 0
[7 empty] | 0 |  |  |  |  | 0
[7 empty] | 0 |  |  |  |  | 0
[7 empty] | 0 |  |  |  |  | 0
[7 empty] | 0 |  |  |  |  | 0
[7 empty] | 0 |  |  |  |  | 0
[7 empty] | 0 |  |  |  |  | 0
[7 empty] | 0 |  |  |  |  | 0
[7 empty] | 0 |  |  |  |  | 0
[7 empty] | 0 |  |  |  |  | 0
[7 empty] | 0 |  |  |  |  | 0
[7 empty] | 0 |  |  |  |  | 0
[7 empty] | 0 |  |  |  |  | 0
[7 empty] | 0 |  |  |  |  | 0
[7 empty] | 0 |  |  |  |  | 0
[7 empty] | 0 |  |  |  |  | 0
[7 empty] | 0 |  |  |  |  | 0
[7 empty] | 0 |  |  |  |  | 0
[7 empty] | 0 |  |  |  |  | 0
[7 empty] | 0 |  |  |  |  | 0
[7 empty] | 0 |  |  |  |  | 0
[7 empty] | 0 |  |  |  |  | 0

## S-4-B
Nepal Electricity Authority
Distribution and Consumer Services Directorate
Distribution System Upgrade and Expansion Project
Schedule of Rates and Prices
Schedule No. 4: Installation and Other Services (Excluding VAT applicable in Employer's Country)
LC: NPR
Item | Description | Unit | Quantity |  |  |  | Total Quantity | Unit Price, Local Currency |  |  |  | Total Price
|  |  | Bajhang DSUEP | Rukum East DSUEP | Baitadi DSUEP | Rolpa DSUEP |  | Bajhang DSUEP | Rukum East DSUEP | Baitadi DSUEP | Rolpa DSUEP | Local Currency
1 | 2 | 3 | 4 |  |  |  | 5 = Σ4 | 6 |  |  |  | 7 = Σ(π(4 x 6))
|  |  | A | B | C | D |  | A | B | C | D
B | Distribution Transformer
B.1 | Distribution Transformer, Distribution Panel Board, Instrumentation System, Cable all complete | [5 empty] | 0 |  |  |  |  | 0
4 | Transformer Installation and Commissioning including Platform, Distribution Panel Board & Cable all complete - 25 kVA, 3 phase | set | 60 | 24 | 24 | 24 | 132 |  |  |  |  | 0
5 | Transformer Installation and Commissioning including Platform, Distribution Panel Board & Cable all complete - 50 kVA, 3 phase | set | 10 | 10 | 10 | 10 | 40 |  |  |  |  | 0
[7 empty] | 0 |  |  |  |  | 0
B.2 | Switchgear and Accessories | [5 empty] | 0 |  |  |  |  | 0
1 | Surge Arrester Installation and Commissioning all complete | set | 55 | 25 | 25 | 25 | 130 |  |  |  |  | 0
2 | Drop-Out Fuse Installation and Commissioning all complete | set | 55 | 25 | 25 | 25 | 130 |  |  |  |  | 0
4 | Installation of 3 phase MCCB ( upto 350 A) | set | 55 | 25 | 25 | 25 | 130 |  |  |  |  | 0
6 | Supply, Installation and Commissioning of Earthing Set, all three viz. Body, Neutral and Arrester earthing, for distribution transformer all complete as per NEA Standards | set | 55 | 25 | 25 | 25 | 130 |  |  |  |  | 0
8 | Supply, Installation and Commissioning of Data Instrumentation System all complete - 3 phase | set | 55 | 25 | 25 | 25 | 130 |  |  |  |  | 0
9 | Installation and Commissioning of Load Break Switches | set | 19 | 10 | 4 | 4 | 37 |  |  |  |  | 0
10 | Supply, Installation and Commissioning of Data Instrumentation System all complete for Load Break Switches | set | 19 | 10 | 4 | 4 | 37 |  |  |  |  | 0
[7 empty] | 0 |  |  |  |  | 0
[7 empty] | 0 |  |  |  |  | 0
[7 empty] | 0 |  |  |  |  | 0
[7 empty] | 0 |  |  |  |  | 0
[7 empty] | 0 |  |  |  |  | 0
[7 empty] | 0 |  |  |  |  | 0
[7 empty] | 0 |  |  |  |  | 0
[7 empty] | 0 |  |  |  |  | 0
[7 empty] | 0 |  |  |  |  | 0
[7 empty] | 0 |  |  |  |  | 0
[7 empty] | 0 |  |  |  |  | 0
[7 empty] | 0 |  |  |  |  | 0
[7 empty] | 0 |  |  |  |  | 0
[7 empty] | 0 |  |  |  |  | 0
[7 empty] | 0 |  |  |  |  | 0
[7 empty] | 0 |  |  |  |  | 0
[7 empty] | 0 |  |  |  |  | 0
[7 empty] | 0 |  |  |  |  | 0
[7 empty] | 0 |  |  |  |  | 0
[7 empty] | 0 |  |  |  |  | 0
[7 empty] | 0 |  |  |  |  | 0
[7 empty] | 0 |  |  |  |  | 0
[7 empty] | 0 |  |  |  |  | 0
[7 empty] | 0 |  |  |  |  | 0
[7 empty] | 0 |  |  |  |  | 0
[7 empty] | 0 |  |  |  |  | 0
[7 empty] | 0 |  |  |  |  | 0
[7 empty] | 0 |  |  |  |  | 0
[7 empty] | 0 |  |  |  |  | 0
[7 empty] | 0 |  |  |  |  | 0
[7 empty] | 0 |  |  |  |  | 0
[7 empty] | 0 |  |  |  |  | 0
[7 empty] | 0 |  |  |  |  | 0
[7 empty] | 0 |  |  |  |  | 0
[7 empty] | 0 |  |  |  |  | 0
[7 empty] | 0 |  |  |  |  | 0
[7 empty] | 0 |  |  |  |  | 0
[7 empty] | 0 |  |  |  |  | 0
[7 empty] | 0 |  |  |  |  | 0
[7 empty] | 0 |  |  |  |  | 0
[7 empty] | 0 |  |  |  |  | 0
[7 empty] | 0 |  |  |  |  | 0
[7 empty] | 0 |  |  |  |  | 0
[7 empty] | 0 |  |  |  |  | 0
[7 empty] | 0 |  |  |  |  | 0
[7 empty] | 0 |  |  |  |  | 0
[7 empty] | 0 |  |  |  |  | 0
[7 empty] | 0 |  |  |  |  | 0
[7 empty] | 0 |  |  |  |  | 0
[7 empty] | 0 |  |  |  |  | 0
[7 empty] | 0 |  |  |  |  | 0
[7 empty] | 0 |  |  |  |  | 0
[7 empty] | 0 |  |  |  |  | 0
[7 empty] | 0 |  |  |  |  | 0
[7 empty] | 0 |  |  |  |  | 0
[7 empty] | 0 |  |  |  |  | 0
[7 empty] | 0 |  |  |  |  | 0
[7 empty] | 0 |  |  |  |  | 0
[7 empty] | 0 |  |  |  |  | 0
[7 empty] | 0 |  |  |  |  | 0
[7 empty] | 0 |  |  |  |  | 0
[7 empty] | 0 |  |  |  |  | 0
[7 empty] | 0 |  |  |  |  | 0
[7 empty] | 0 |  |  |  |  | 0
[7 empty] | 0 |  |  |  |  | 0
[7 empty] | 0 |  |  |  |  | 0
[7 empty] | 0 |  |  |  |  | 0
[7 empty] | 0 |  |  |  |  | 0
[7 empty] | 0 |  |  |  |  | 0
[7 empty] | 0 |  |  |  |  | 0
[7 empty] | 0 |  |  |  |  | 0
[7 empty] | 0 |  |  |  |  | 0
[7 empty] | 0 |  |  |  |  | 0
[7 empty] | 0 |  |  |  |  | 0
[7 empty] | 0 |  |  |  |  | 0
[7 empty] | 0 |  |  |  |  | 0
[7 empty] | 0 |  |  |  |  | 0
[7 empty] | 0 |  |  |  |  | 0
[7 empty] | 0 |  |  |  |  | 0
[7 empty] | 0 |  |  |  |  | 0
[7 empty] | 0 |  |  |  |  | 0
[7 empty] | 0 |  |  |  |  | 0
[7 empty] | 0 |  |  |  |  | 0
[7 empty] | 0 |  |  |  |  | 0
[7 empty] | 0 |  |  |  |  | 0
[7 empty] | 0 |  |  |  |  | 0
[7 empty] | 0 |  |  |  |  | 0
[7 empty] | 0 |  |  |  |  | 0
[7 empty] | 0 |  |  |  |  | 0
[7 empty] | 0 |  |  |  |  | 0
[7 empty] | 0 |  |  |  |  | 0
[7 empty] | 0 |  |  |  |  | 0
[7 empty] | 0 |  |  |  |  | 0
[7 empty] | 0 |  |  |  |  | 0
[7 empty] | 0 |  |  |  |  | 0
[7 empty] | 0 |  |  |  |  | 0
[7 empty] | 0 |  |  |  |  | 0
[7 empty] | 0 |  |  |  |  | 0
[7 empty] | 0 |  |  |  |  | 0
[7 empty] | 0 |  |  |  |  | 0
[7 empty] | 0 |  |  |  |  | 0
[7 empty] | 0 |  |  |  |  | 0
[7 empty] | 0 |  |  |  |  | 0
[7 empty] | 0 |  |  |  |  | 0
[7 empty] | 0 |  |  |  |  | 0
[7 empty] | 0 |  |  |  |  | 0
[7 empty] | 0 |  |  |  |  | 0
[7 empty] | 0 |  |  |  |  | 0
[7 empty] | 0 |  |  |  |  | 0
[7 empty] | 0 |  |  |  |  | 0
[7 empty] | 0 |  |  |  |  | 0
[7 empty] | 0 |  |  |  |  | 0
[7 empty] | 0 |  |  |  |  | 0
[7 empty] | 0 |  |  |  |  | 0
[7 empty] | 0 |  |  |  |  | 0
[7 empty] | 0 |  |  |  |  | 0
[7 empty] | 0 |  |  |  |  | 0
[7 empty] | 0 |  |  |  |  | 0
[7 empty] | 0 |  |  |  |  | 0
[7 empty] | 0 |  |  |  |  | 0
[7 empty] | 0 |  |  |  |  | 0
[7 empty] | 0 |  |  |  |  | 0
[7 empty] | 0 |  |  |  |  | 0
[7 empty] | 0 |  |  |  |  | 0
[7 empty] | 0 |  |  |  |  | 0
[7 empty] | 0 |  |  |  |  | 0
[7 empty] | 0 |  |  |  |  | 0
[7 empty] | 0 |  |  |  |  | 0
[7 empty] | 0 |  |  |  |  | 0
[7 empty] | 0 |  |  |  |  | 0
[7 empty] | 0 |  |  |  |  | 0
[7 empty] | 0 |  |  |  |  | 0
[7 empty] | 0 |  |  |  |  | 0
[7 empty] | 0 |  |  |  |  | 0
[7 empty] | 0 |  |  |  |  | 0
[7 empty] | 0 |  |  |  |  | 0
[7 empty] | 0 |  |  |  |  | 0
[7 empty] | 0 |  |  |  |  | 0
[7 empty] | 0 |  |  |  |  | 0
[7 empty] | 0 |  |  |  |  | 0
[7 empty] | 0 |  |  |  |  | 0
[7 empty] | 0 |  |  |  |  | 0
[7 empty] | 0 |  |  |  |  | 0
[7 empty] | 0 |  |  |  |  | 0
[7 empty] | 0 |  |  |  |  | 0
[7 empty] | 0 |  |  |  |  | 0
[7 empty] | 0 |  |  |  |  | 0
[7 empty] | 0 |  |  |  |  | 0
[7 empty] | 0 |  |  |  |  | 0
[7 empty] | 0 |  |  |  |  | 0
[7 empty] | 0 |  |  |  |  | 0
[7 empty] | 0 |  |  |  |  | 0
[7 empty] | 0 |  |  |  |  | 0
[7 empty] | 0 |  |  |  |  | 0
[7 empty] | 0 |  |  |  |  | 0
[7 empty] | 0 |  |  |  |  | 0
[7 empty] | 0 |  |  |  |  | 0
[7 empty] | 0 |  |  |  |  | 0
[7 empty] | 0 |  |  |  |  | 0
[7 empty] | 0 |  |  |  |  | 0
[7 empty] | 0 |  |  |  |  | 0
[7 empty] | 0 |  |  |  |  | 0
[7 empty] | 0 |  |  |  |  | 0
[7 empty] | 0 |  |  |  |  | 0
[7 empty] | 0 |  |  |  |  | 0

## S-4-C
Nepal Electricity Authority
Distribution and Consumer Services Directorate
Distribution System Upgrade and Expansion Project
Schedule of Rates and Prices
Schedule No. 4: Installation and Other Services (Excluding VAT applicable in Employer's Country)
LC: NPR
Item | Description | Unit | Quantity |  |  |  | Total Quantity | Unit Price, Local Currency |  |  |  | Total Price
|  |  | Bajhang DSUEP | Rukum East DSUEP | Baitadi DSUEP | Rolpa DSUEP |  | Bajhang DSUEP | Rukum East DSUEP | Baitadi DSUEP | Rolpa DSUEP | Local Currency
1 | 2 | 3 | 4 |  |  |  | 5 = Σ4 | 6 |  |  |  | 7 = Σ(π(4 x 6))
|  |  | A | B | C | D |  | A | B | C | D
C | Low Tension Lines
C.1 | Stringing of Conductor including all accessories and hardware fittings | [5 empty] | 0 |  |  |  |  | 0
1 | Aerial Bundled Cable with Messenger Cable 3 x 50 + 1 x 35 sq mm | kms | 49 | 22 | 22 | 22 | 115 |  |  |  |  | 0
2 | Aerial Bundled Cable with Messenger Cable 3 x 25 + 1 x 25 sq mm | kms | 243 | 110 | 110 | 110 | 573 |  |  |  |  | 0
3 | Aerial Bundled Cable with Messenger Cable 2 x 25 sq mm | kms | 194 | 88 | 88 | 88 | 458 |  |  |  |  | 0
[7 empty] | 0 |  |  |  |  | 0
C.2 | Poles and accessories | [5 empty] | 0 |  |  |  |  | 0
1 | Hardware and transportation of 8m long Steel Tubular Pole including erection - excavation of footing, making pole vent, placing in footing, backfilling, concreting all complete | Nos. | 11550 | 5250 | 5250 | 5250 | 27300 |  |  |  |  | 0
2 | Stay sets, with stay wire, rod, ties & insulator all complete including transportation to site. | set | 4620 | 2100 | 2100 | 2100 | 10920 |  |  |  |  | 0
3 | Providing and laying of plain cement concrete (PCC) M15 (manual mixed) in foundation complete as per drawing and technical specifications for 8 m STP. | cum | 4043.014 | 1837.7336 | 1837.7336 | 1837.7336 | 9556.2149 |  |  |  |  | 0
C.3 | Dismantling Works |  | 0 |  |  |  | 0 |  |  |  |  | 0
1 | Dismantling of existing LT Poles (Dismantle 9m or 8m Wooden, Steel Tubular or PSC Type poles and carry back to office store safely) all complete | set | 10 | 10 | 10 | 10 | 40 |  |  |  |  | 0
2 | Dismantling of existing LT Conductor-4,3 or 2 wire (Dismantle and carry back to office store safely) all complete | kms | 2 | 2 | 2 | 2 | 8 |  |  |  |  | 0
[7 empty] | 0 |  |  |  |  | 0
C.4 | Reconductoring Works | [5 empty] | 0 |  |  |  |  | 0
1 | Recondutoring of 11 kV lines or LT for certain sections as double or single circuit | kms | 10 | 10 | 20 | 10 | 50 |  |  |  |  | 0
2 | Reconnection Works of Service Cable (Single Phase) | set | 10 | 10 | 30 | 10 | 60 |  |  |  |  | 0
3 | Reconnection Works of Service Cable (Three Phase) | set | 10 | 10 | 10 | 10 | 40 |  |  |  |  | 0
[7 empty] | 0 |  |  |  |  | 0
C.5 | Special Components | [5 empty] | 0 |  |  |  |  | 0
1 | Hardware and transportation of 9 m long Steel tubular pole including erection - excavation of footing, making pole vent, placing in footing, backfilling, concreting all complete | set | 5 | 5 | 5 | 5 | 20 |  |  |  |  | 0
[7 empty] | 0 |  |  |  |  | 0
[7 empty] | 0 |  |  |  |  | 0
[7 empty] | 0 |  |  |  |  | 0
[7 empty] | 0 |  |  |  |  | 0
[7 empty] | 0 |  |  |  |  | 0
[7 empty] | 0 |  |  |  |  | 0
[7 empty] | 0 |  |  |  |  | 0
[7 empty] | 0 |  |  |  |  | 0
[7 empty] | 0 |  |  |  |  | 0
[7 empty] | 0 |  |  |  |  | 0
[7 empty] | 0 |  |  |  |  | 0
[7 empty] | 0 |  |  |  |  | 0
[7 empty] | 0 |  |  |  |  | 0
[7 empty] | 0 |  |  |  |  | 0
[7 empty] | 0 |  |  |  |  | 0
[7 empty] | 0 |  |  |  |  | 0
[7 empty] | 0 |  |  |  |  | 0
[7 empty] | 0 |  |  |  |  | 0
[7 empty] | 0 |  |  |  |  | 0
[7 empty] | 0 |  |  |  |  | 0
[7 empty] | 0 |  |  |  |  | 0
[7 empty] | 0 |  |  |  |  | 0
[7 empty] | 0 |  |  |  |  | 0
[7 empty] | 0 |  |  |  |  | 0
[7 empty] | 0 |  |  |  |  | 0
[7 empty] | 0 |  |  |  |  | 0
[7 empty] | 0 |  |  |  |  | 0
[7 empty] | 0 |  |  |  |  | 0
[7 empty] | 0 |  |  |  |  | 0
[7 empty] | 0 |  |  |  |  | 0
[7 empty] | 0 |  |  |  |  | 0
[7 empty] | 0 |  |  |  |  | 0
[7 empty] | 0 |  |  |  |  | 0
[7 empty] | 0 |  |  |  |  | 0
[7 empty] | 0 |  |  |  |  | 0
[7 empty] | 0 |  |  |  |  | 0
[7 empty] | 0 |  |  |  |  | 0
[7 empty] | 0 |  |  |  |  | 0
[7 empty] | 0 |  |  |  |  | 0
[7 empty] | 0 |  |  |  |  | 0
[7 empty] | 0 |  |  |  |  | 0
[7 empty] | 0 |  |  |  |  | 0
[7 empty] | 0 |  |  |  |  | 0
[7 empty] | 0 |  |  |  |  | 0
[7 empty] | 0 |  |  |  |  | 0
[7 empty] | 0 |  |  |  |  | 0
[7 empty] | 0 |  |  |  |  | 0
[7 empty] | 0 |  |  |  |  | 0
[7 empty] | 0 |  |  |  |  | 0
[7 empty] | 0 |  |  |  |  | 0
[7 empty] | 0 |  |  |  |  | 0
[7 empty] | 0 |  |  |  |  | 0
[7 empty] | 0 |  |  |  |  | 0
[7 empty] | 0 |  |  |  |  | 0
[7 empty] | 0 |  |  |  |  | 0
[7 empty] | 0 |  |  |  |  | 0
[7 empty] | 0 |  |  |  |  | 0
[7 empty] | 0 |  |  |  |  | 0
[7 empty] | 0 |  |  |  |  | 0
[7 empty] | 0 |  |  |  |  | 0
[7 empty] | 0 |  |  |  |  | 0
[7 empty] | 0 |  |  |  |  | 0
[7 empty] | 0 |  |  |  |  | 0
[7 empty] | 0 |  |  |  |  | 0
[7 empty] | 0 |  |  |  |  | 0
[7 empty] | 0 |  |  |  |  | 0
[7 empty] | 0 |  |  |  |  | 0
[7 empty] | 0 |  |  |  |  | 0
[7 empty] | 0 |  |  |  |  | 0
[7 empty] | 0 |  |  |  |  | 0
[7 empty] | 0 |  |  |  |  | 0
[7 empty] | 0 |  |  |  |  | 0
[7 empty] | 0 |  |  |  |  | 0
[7 empty] | 0 |  |  |  |  | 0
[7 empty] | 0 |  |  |  |  | 0
[7 empty] | 0 |  |  |  |  | 0
[7 empty] | 0 |  |  |  |  | 0
[7 empty] | 0 |  |  |  |  | 0
[7 empty] | 0 |  |  |  |  | 0
[7 empty] | 0 |  |  |  |  | 0
[7 empty] | 0 |  |  |  |  | 0
[7 empty] | 0 |  |  |  |  | 0
[7 empty] | 0 |  |  |  |  | 0
[7 empty] | 0 |  |  |  |  | 0
[7 empty] | 0 |  |  |  |  | 0
[7 empty] | 0 |  |  |  |  | 0
[7 empty] | 0 |  |  |  |  | 0
[7 empty] | 0 |  |  |  |  | 0
[7 empty] | 0 |  |  |  |  | 0
[7 empty] | 0 |  |  |  |  | 0
[7 empty] | 0 |  |  |  |  | 0
[7 empty] | 0 |  |  |  |  | 0
[7 empty] | 0 |  |  |  |  | 0
[7 empty] | 0 |  |  |  |  | 0
[7 empty] | 0 |  |  |  |  | 0
[7 empty] | 0 |  |  |  |  | 0
[7 empty] | 0 |  |  |  |  | 0
[7 empty] | 0 |  |  |  |  | 0
[7 empty] | 0 |  |  |  |  | 0
[7 empty] | 0 |  |  |  |  | 0
[7 empty] | 0 |  |  |  |  | 0
[7 empty] | 0 |  |  |  |  | 0
[7 empty] | 0 |  |  |  |  | 0
[7 empty] | 0 |  |  |  |  | 0
[7 empty] | 0 |  |  |  |  | 0
[7 empty] | 0 |  |  |  |  | 0
[7 empty] | 0 |  |  |  |  | 0
[7 empty] | 0 |  |  |  |  | 0
[7 empty] | 0 |  |  |  |  | 0
[7 empty] | 0 |  |  |  |  | 0
[7 empty] | 0 |  |  |  |  | 0
[7 empty] | 0 |  |  |  |  | 0
[7 empty] | 0 |  |  |  |  | 0
[7 empty] | 0 |  |  |  |  | 0
[7 empty] | 0 |  |  |  |  | 0
[7 empty] | 0 |  |  |  |  | 0
[7 empty] | 0 |  |  |  |  | 0
[7 empty] | 0 |  |  |  |  | 0
[7 empty] | 0 |  |  |  |  | 0
[7 empty] | 0 |  |  |  |  | 0
[7 empty] | 0 |  |  |  |  | 0
[7 empty] | 0 |  |  |  |  | 0
[7 empty] | 0 |  |  |  |  | 0
[7 empty] | 0 |  |  |  |  | 0
[7 empty] | 0 |  |  |  |  | 0
[7 empty] | 0 |  |  |  |  | 0
[7 empty] | 0 |  |  |  |  | 0
[7 empty] | 0 |  |  |  |  | 0
[7 empty] | 0 |  |  |  |  | 0
[7 empty] | 0 |  |  |  |  | 0
[7 empty] | 0 |  |  |  |  | 0
[7 empty] | 0 |  |  |  |  | 0
[7 empty] | 0 |  |  |  |  | 0
[7 empty] | 0 |  |  |  |  | 0
[7 empty] | 0 |  |  |  |  | 0
[7 empty] | 0 |  |  |  |  | 0
[7 empty] | 0 |  |  |  |  | 0
[7 empty] | 0 |  |  |  |  | 0
[7 empty] | 0 |  |  |  |  | 0
[7 empty] | 0 |  |  |  |  | 0
[7 empty] | 0 |  |  |  |  | 0
[7 empty] | 0 |  |  |  |  | 0
[7 empty] | 0 |  |  |  |  | 0
[7 empty] | 0 |  |  |  |  | 0
[7 empty] | 0 |  |  |  |  | 0
[7 empty] | 0 |  |  |  |  | 0
[7 empty] | 0 |  |  |  |  | 0
[7 empty] | 0 |  |  |  |  | 0
[7 empty] | 0 |  |  |  |  | 0
[7 empty] | 0 |  |  |  |  | 0
[7 empty] | 0 |  |  |  |  | 0
[7 empty] | 0 |  |  |  |  | 0
[7 empty] | 0 |  |  |  |  | 0
0

## S-4-D
Nepal Electricity Authority
Distribution and Consumer Services Directorate
Distribution System Upgrade and Expansion Project
Schedule of Rates and Prices
Schedule No. 4: Installation and Other Services (Excluding VAT applicable in Employer's Country)
|  |  | FC: USD | LC: NPR
Item | Description | Unit | Total Price | Total Price
|  |  | Foreign Currency | Local Currency
1 | 2 | 4 | 6 | 7
D. | Environmental Mitigation Works
D.1 | Environmental and Social Mitigation Works
1 | Environmental and Social Mitigation Works as assigned by Client (Provisional Sum). | lot |  | 35000000

## S-6
Nepal Electricity Authority
Distribution and Consumer Services Directorate
Distribution System Upgrade and Expansion Project
Schedule of Rates and Prices
Schedule No. 6: Recommended Spare Parts (Excluding VAT Applicable in Employer's Country)
[5 empty] | FC: USD | LC: NPR
Item | Description | Quantity | Unit Price |  | Total Price
|  |  | CIP | EXW | Foreign Currency Portion | Local Currency Portion
|  |  | Imported Parts | Local Parts
|  |  | Foreign Currency | Local Currency
1 | 2 | 3 | 4 | 5 | 6 = 3 x 4 | 7 = 3 x 5
3
TOTAL